## Sheet1
NUMERO PROGRESSIVO CENSIMENTO | Type | Short Description | Equipment Producer | Model | Equipment Description | SW Options / Accessories | Quantity | Producer Serial Number | Materiale Ericsson | Location | Location inside the Room | Last calibration Date | Calibration Due Date | IP ADDRESS (if available) | Project Description | Project Reference People | Test Bench Number and /or Description | Availability | Booked by | Booked from | Booked till | Booking List and booking date | Notes and comments | HCL Serial numer / Internal coding
| Carrier to Noise Generator/Meter | C/N Generator | Cng | CNG-1-70/140 | CARRIER TO Noise Meter Generator dBM |  |  | 0412-004-00128 |  | MAG.BETE | MAG.BETE (Scaffale,Fila,Mensola) C_2_1
| Carrier to Noise Generator/Meter | C/N Generator | dBM | CNG-1-0/140 | CARRIER TO Noise Meter Generator dBM |  |  | 0412-004-00129 |  | MAG.BETE | MAG.BETE (Scaffale,Fila,Mensola) C_2_1
| Carrier to Noise Generator/Meter | C/N Generator | dBM | CNG-2-70/140 | CORRIER TO Noise Meter Generator dBM |  |  | 0410-004-00107 |  | MAG.BETE | MAG.BETE (Scaffale,Fila,Mensola) C_2_1
| Carrier to Noise Generator/Meter | C/N Generator | Micronetics | 7091 | CARRIER TO Noise Meter Generator MICRONETICS |  |  | 6055 | E TP | MAG.BETE | MAG.BETE (Scaffale,Fila,Mensola) C_2_1
| Carrier to Noise Generator/Meter | C/N Generator | Noise Metercom | UFX-BER-140 | PRECISION C/N Generator Noise MeterCOM | - |  | H215 |  | MAG.BETE | MAG.BETE (Scaffale,Fila,Mensola) C_2_1
| Carrier to Noise Generator/Meter | C/N Generator | Noise Metercom | UFX-Eb-No-IF1 | PRECISION C/N Generator Noise MeterCOM | 01/03/04/05/09 |  | Z-406 |  | MAG.BETE | MAG.BETE (Scaffale,Fila,Mensola) C_2_1
| Carrier to Noise Generator/Meter | C/N Generator | Noise Metercom | UFX-BER-140 | PRECISION C/N Generator Noise MeterCOM | - |  | F303 |  | MAG.BETE | MAG.BETE (Scaffale,Fila,Mensola) C_3_1
| Carrier to Noise Generator/Meter | C/N Generator | Noise Metercom | UFX-BER SERIES | PRECISION C/N Generator Noise MeterCOM |  |  | D313 |  | MAG.BETE | MAG.BETE (Scaffale,Fila,Mensola) C_3_1
| Carrier to Noise Generator/Meter | Noise Meter | Agilent | N8973A | Noise Meter FIGURE METER 10 MHz - 3 GHz | - |  | GB39490653 |  | MAG.BETE | MAG.BETE (Scaffale,Fila,Mensola) D_4_1
| Carrier to Noise Generator/Meter | Noise Meter | Agilent | N8972A | Noise Meter FIGURE METER 10 MHz - 1.5 GHz AGILENT | - |  | GB39480120 |  | MAG.BETE | MAG.BETE (Scaffale,Fila,Mensola) D_4_1
| Carrier to Noise Generator/Meter | Noise Source Sensor | Keysight | 346CK01 | Noise Source 1GHz to 50 GHz |  | 1 | MY58230151 |  | MAG.BETE | MAG.BETE (Scaffale,Fila,Mensola) D_0_1 (Scatola Noise Sensor)
| Carrier to Noise Generator/Meter | Transmission Reflection Test Kit | HP | 87512A | Transmission Reflection Test Kit HP | - |  | 3244J01367 |  | MAG.BETE | MAG.BETE (Scaffale,Fila,Mensola) D_2_3 (in uso su uno strumento)
| Carrier to Noise Generator/Meter | Transmission Reflection Test Kit | HP | 87512A | Transmission Reflection Test Kit HP | W30 |  | 3244J01666 |  | MAG.BETE | MAG.BETE (Scaffale,Fila,Mensola) D_2_3
| Climatic Chamber | Climatic Chamber | Angelantoni | CH 16T | CLIMATIC THERMOSTATIC CHAMBER CHALLENGE ANGELANT. | - |  | 10215 |  | MAG.BETE | CASSETTIERA B6
| Climatic Chamber | Climatic Chamber | Angelantoni | CHALLENGE 250 C | Climatic Chamber -75/+180°C | - |  | 10410 |  | LAB Ex Volpati | LOCALE VOLPE
| Climatic Chamber | Climatic Chamber | Angelantoni | EOS 100 T | CLIMATIC THERMOSTATIC CHAMBER ANGELANT. | - |  | 7218 |  | LOCALE BOCCIONI | LOCALE BOCCIONI
| Climatic Chamber | Climatic Chamber | Angelantoni | CH 16T | CLIMATIC THERMOSTATIC CHAMBER CHALLENGE ANGELANT. | - |  | 7534 |  | MAG.BETE | CASSETTIERA B6
| Climatic Chamber | Climatic Chamber | Angelantoni | HYGROS 250 | Climatic Chamber -40/+180°C | - |  | 8712 |  | LAB ALASKA | ALASKA Lab; Floor -1 | [7 empty] | Pierpaolo Cammelli | 2023-12-01 | 2024-01-30
| Climatic Chamber | Climatic Chamber | Weiss | WT-120/70 | CLIMATIC THERMAL CHAMBER WEISS TECHNICH | - |  | 59226054760010 |  | LOCALE BOCCIONI | LOCALE BOCCIONI
| Climatic Chamber | Climatic Chamber | Weiss | WT-120/70 | CLIMATIC THERMAL CHAMBER WEISS TECHNICH | - |  | 59226054760020 |  | LOCALE BOCCIONI | LOCALE BOCCIONI
| Data Acquisition / Logic Analyzer | 1 MOhm Input Adapter | HP | 41802A | HP (input adapter) 5Hz-100MHz |  |  | 3103J00986 |  | MAG.BETE | MAG.BETE (Scaffale,Fila,Mensola) D_1_3
| Data Acquisition / Logic Analyzer | Data Acquisition | Agilent | 34970A | Data Acquisition/Switch UNIT AGILENT |  |  | MY44053275 | E TP | MAG.BETE | MAG.BETe (Bancone 3)
| Data Acquisition / Logic Analyzer | Data Acquisition | Agilent | 34970A | Data Acquisition/Switch UNIT AGILENT | - |  | US37037022 |  | MAG.BETE | MAG.BETE (Scaffale,Fila,Mensola) C_1_1
| Data Acquisition / Logic Analyzer | Data Acquisition | Agilent | 34970A | Data Acquisition/Switch UNIT AGILENT | - |  | US37037011 |  | MAG.BETE | MAG.BETE (Scaffale,Fila,Mensola) C_1_1
| Data Acquisition / Logic Analyzer | Data Acquisition | Agilent | 34970A | Data Acquisition/Switch UNIT AGILENT | - |  | US37037032 |  | MAG.BETE | MAG.BETE (Scaffale,Fila,Mensola) C_1_1
| Data Acquisition / Logic Analyzer | Data Acquisition | Agilent | 34901A | 20-Channel Multiplexer / Module for 34970A/34972A |  | 1 | US37250054 |  | LAB RADIO -1 | RAdio lab; Floor -1
| Data Acquisition / Logic Analyzer | Data Acquisition | National Instruments | USB-6008 | USB-6008 12-bit, 10kS/s Multifunction I/O and NI-DAQmx Software |  | 1 | 14376A6 |  | LAB RADIO -1 | RAdio lab; Floor -1
| Data Acquisition / Logic Analyzer | Data Acquisition Board | Agilent | 34970A | Data Acquisition/Switch UNIT AGILENT |  |  | MY57001224 |  | LAB CLT | CLT (Rack Giovanni) | [7 empty] | Lorenzo Bottazzi | 2023-12-01 | 2024-06-30
| Data Acquisition / Logic Analyzer | Data Acquisition Board | Keysight | 34907A | MULTIFUNCTION MODULE FOR 34970A KEYSIGHT |  |  | MY58110133 |  | LAB CLT | CLT (Rack Giovanni, into 34970) | [7 empty] | Lorenzo Bottazzi | 2023-12-01 | 2024-06-30
| Data Acquisition / Logic Analyzer | Data Acquisition Board | Keysight | 34907A | MULTIFUNCTION MODULE FOR 34970A KEYSIGHT |  |  | MY58110125 |  | LAB CLT | CLT (Rack Giovanni, into 34970) | [7 empty] | Lorenzo Bottazzi | 2023-12-01 | 2024-06-30
| Data Acquisition / Logic Analyzer | Level ControlMeasuring | W&G | PSV-39 | LEVER AMPLIFIER 50HZ-32MHZ. W&G |  |  | A-0056 |  | MAG.BETE | MAG.BETE (Scaffale,Fila,Mensola) F_3_3
| Data Acquisition / Logic Analyzer | Level ControlMeasuring | W&G | PSM-137 | 8 MHZ LEVEL MEASURING SET WANDEL & GOLTERMANN |  |  | AS-0007 |  | MAG.BETE | MAG.BETE (Scaffale,Fila,Mensola) F_3_3
| Data Acquisition / Logic Analyzer | Level ControlMeasuring | W&G | PSM-139 | SEL.LEVEL MAS.SET. W&G |  |  | L-0025 |  | MAG.BETE | MAG.BETE (Scaffale,Fila,Mensola) F_3_3
| Data Acquisition / Logic Analyzer | Load Mainframe | Agilent | N3300A | Load Mainframe AGILENT | - |  | US40310298 |  | MAG.BETE | MAG.BETE (Scaffale,Fila,Mensola) B_3_2
| Data Acquisition / Logic Analyzer | Load Mainframe | Agilent | N3300A | Load Mainframe AGILENT | - |  | MY41000941 |  | MAG.BETE | MAG.BETE (Scaffale,Fila,Mensola) B_3_2
| Data Acquisition / Logic Analyzer | Logic Analyzer | HP | 83650L | Logic Analyzer HP |  |  | 3722A00165 |  | LAB RADIO -1 | RAdio lab; Floor -1
| Data Acquisition / Logic Analyzer | Logic Analyzer | Tektronix | TLA715 | Logic Analyzer MAINFRAME TEKTRONIX |  |  | B031666 |  | MAG.BETE | MAG.BETE (Scaffale,Fila,Mensola) G_2_1
| Data Acquisition / Logic Analyzer | Logic Analyzer | Tektronix | TLA5204 | Logic Analyzer TEKTRONIX |  |  | B010144 |  | MAG.BETE | MAG.BETE (Scaffale,Fila,Mensola) G_4_1
| Data Acquisition / Logic Analyzer | Module for Data Acquisition | Keysight | 34907A | MULTIFUNCTION MODULE FOR 34970A KEYSIGHT |  |  | MY58110140 |  | MAG.BETE | MAG.BETE (Scaffale,Fila,Mensola) C_1_1
| Data Acquisition / Logic Analyzer | Module for Data Acquisition | Keysight | 34907A | MULTIFUNCTION MODULE FOR 34970A KEYSIGHT |  |  | MY58080119 |  | MAG.BETE | MAG.BETE (Scaffale,Fila,Mensola) C_1_1
| Data Acquisition / Logic Analyzer | Module for Data Acquisition | Keysight | 34907A | MULTIFUNCTION MODULE FOR 34970A KEYSIGHT |  |  | MY57020123 |  | MAG.BETE | MAG.BETE (Scaffale,Fila,Mensola) C_1_1
| Data Acquisition / Logic Analyzer | Module for Data Acquisition | Keysight | 34907A | MULTIFUNCTION MODULE FOR 34970A KEYSIGHT |  |  | MY57020122 |  | MAG.BETE | MAG.BETE (Scaffale,Fila,Mensola) C_1_1
| Data Acquisition / Logic Analyzer | Module for Data Acquisition | Keysight | 34907A | MULTIFUNCTION MODULE FOR 34970A KEYSIGHT |  |  | MY58130108 |  | MAG.BETE | MAG.BETE (Scaffale,Fila,Mensola) C_1_1
| Data Acquisition / Logic Analyzer | Module for Data Acquisition | Keysight | 34907A | MULTIFUNCTION MODULE FOR 34970A KEYSIGHT |  |  | MY58110137 |  | MAG.BETE | MAG.BETE (Scaffale,Fila,Mensola) C_1_1
| Data Acquisition / Logic Analyzer | Module for Data Acquisition | Keysight | 34907A | MULTIFUNCTION MODULE FOR 34970A KEYSIGHT |  |  | MY58110110 |  | MAG.BETE | MAG.BETE (Scaffale,Fila,Mensola) C_1_1
| Data Acquisition / Logic Analyzer | Module for Data Acquisition | Keysight | 34905A | DUAL 4-CHANNEL RF MULTIPLEXER FOR 34970A | - |  | MY41002460 |  | MAG.BETE | MAG.BETE (Scaffale,Fila,Mensola) C_1_1
| Data Acquisition / Logic Analyzer | Module for Data Acquisition | Keysight | 34905A | DUAL 4-CHANNEL RF MULTIPLEXER FOR 34970A | - |  | MY41002446 |  | MAG.BETE | MAG.BETE (Scaffale,Fila,Mensola) C_1_1
| Data Acquisition / Logic Analyzer | Module for Data Acquisition | Keysight | 34905A | DUAL 4-CHANNEL RF MULTIPLEXER FOR 34970A | - |  | US37001025 |  | MAG.BETE | MAG.BETE (Scaffale,Fila,Mensola) C_1_1
| Data Acquisition / Logic Analyzer | Module for Data Acquisition | Keysight | 34905A | DUAL 4-CHANNEL RF MULTIPLEXER FOR 34970A | - |  | US37001024 |  | MAG.BETE | MAG.BETE (Scaffale,Fila,Mensola) C_1_1
| Data Acquisition / Logic Analyzer | Module for Data Acquisition | Keysight | 34901A | MULTIPLEXER 20 CHANNELS FOR 34970A |  |  | US37250060 |  | MAG.BETE | MAG.BETE (Scaffale,Fila,Mensola) C_1_1
| Data Acquisition / Logic Analyzer | Module for Data Acquisition | Keysight | 34901A | MULTIPLEXER 20 CHANNELS FOR 34970A |  |  | US37250065 |  | MAG.BETE | MAG.BETE (Scaffale,Fila,Mensola) C_1_1
| Data Acquisition / Logic Analyzer | Module for Data Acquisition | Keysight | 34906A | DUAL 4-CHANNEL RF MULTIPLEXER FOR 34970A |  |  | MY41001764 |  | MAG.BETE | MAG.BETE (Scaffale,Fila,Mensola) C_1_1
| Data Acquisition / Logic Analyzer | OPTICAL Data Protocol Analyzer | W&G | OMS-150 | OPTICAL MEASURING SYSTEM WANDEL & GOLTERMANN | OLA-150,OLP-150,OEC-104 |  | AF-0018 |  | MAG.BETE | MAG.BETE (Scaffale,Fila,Mensola) F_3_3
| Data Acquisition / Logic Analyzer | Pxi Chassis | National Instruments | NI PXI-1033(NI-PXI-5412) | Chassis PXI a 5 slot,Controller MXI-Express integ |  |  | 1510B2D | E TP | MAG.BETE | MAG.BETE (Bancone B3 )
| Data Acquisition / Logic Analyzer | Switch Control Mainframe | Agilent | 3499A | Switch ControlMainframe AGILENT | - |  | MY42001577 |  | MAG.BETE | MAG.BETE (Scaffale,Fila,Mensola) F_1_3
| Data Acquisition / Logic Analyzer | Switch Control Mainframe | Agilent | 3499A | Switch ControlMainframe AGILENT |  |  | MY42004525 | E TP | MAG.BETE | MAG.BETE (Scaffale,Fila,Mensola) F_1_3
| Frequency Counter | Counter | Agilent | 33220A | FUNCTION Generator up to 20 MHz AGILENT |  |  | MY44041982 |  | MAG.BETE | MAG.BETE (Scaffale,Fila,Mensola) D_1_1
| Frequency Counter | Counter | HP | 53152A | Counter up to 46 Ghz HP | W30 |  | US39270239 |  | MAG.BETE | MAG.BETE (Scaffale,Fila,Mensola) D_3_1
| Frequency Counter | Frequency Counter | Agilent | 53131A | UNIVERSAL Counter up to 225MHz AGILENT | 30 |  | 3736A22091 |  | MAG.BETE | MAG.BETE (Scaffale,Fila,Mensola) D_3_1
| Frequency Counter | Frequency Counter | Agilent | 53131A | UNIVERSAL Counter up to 225MHz AGILENT |  |  | MY40012871 |  | MAG.BETE | MAG.BETE (Scaffale,Fila,Mensola) D_3_1
| Frequency Counter | Frequency Counter | Agilent | 53152A | UNIVERSAL Counter up to 46 Ghz AGILENT | - |  | US40520683 |  | MAG.BETE | MAG.BETE (Scaffale,Fila,Mensola) D_3_1
| Frequency Counter | Frequency Counter | Agilent | 53131A | UNIVERSAL Counter up to 225MHz AGILENT | 30 |  | KR91201773 |  | MAG.BETE | MAG.BETE (Scaffale,Fila,Mensola) D_3_1
| Frequency Counter | Frequency Counter | Agilent | 53131A | UNIVERSAL Counter up to 225MHz AGILENT | 30 |  | KR91202428 |  | MAG.BETE | MAG.BETE (Scaffale,Fila,Mensola) D_3_1
| Frequency Counter | Frequency Counter | Agilent | 53152A | UNIVERSAL Counter up to 46 Ghz AGILENT | - |  | US40520682 |  | MAG.BETE | MAG.BETE (Scaffale,Fila,Mensola) D_3_1
| Frequency Counter | Frequency Counter | HP | 5351B | MICROWAVE Frequency Counter HP |  |  | 2739U00176 |  | MAG.BETE | MAG.BETE (Scaffale,Fila,Mensola) D_3_1
| Frequency Counter | Frequency Counter | HP | 53131A | UNIVERSAL Counter up to 3GHz HP | 30 |  | 3736A22100 |  | MAG.BETE | MAG.BETE (Scaffale,Fila,Mensola) D_3_1
| Frequency Counter | Frequency Counter | Pendulum | CNT-91/611 | TIMER/Counter PENDULUM-3GHz imput c |  |  | 195498 |  | MAG.BETE | MAG.BETE (Scaffale,Fila,Mensola) D_3_1
| Laboratory Network Equipment | Break RJ45 Box | Breakout | IMA8 | Break RJ45 Box TREND COMUNICATIONS |  |  | 43717301/0011 |  | MAG.BETE | MAG.BETE (Bancone 4)
| Laboratory Network Equipment | Clock Distributor | Stanford Research System | FS710 | 10 MHZ AGC Clock DISTRIBUTION AMPLIFIER |  |  | 48302 |  | MAG.BETE | MAG.BETE (Bancone 4)
| Laboratory Network Equipment | Clock Distributor | Stanford Research System | FS710 | 10 MHZ AGC Clock DISTRIBUTION AMPLIFIER |  |  | 48307 |  | MAG.BETE | MAG.BETE (Bancone 4)
| Laboratory Network Equipment | Clock Distributor | Stanford Research System | FS710 | 10 MHZ AGC Clock DISTRIBUTION AMPLIFIER |  |  | 48311 |  | MAG.BETE | MAG.BETE (Bancone 4)
| Laboratory Network Equipment | Clock Distributor | Stanford Research System | FS710 | 10 MHZ AGC Clock DISTRIBUTION AMPLIFIER |  |  | 48258 |  | MAG.BETE | MAG.BETE (Bancone 4)
| Laboratory Network Equipment | Display Storage Meter | ? | SG-4 | Display Storage Meter | - |  | H-0178 |  | LAB RADIO -1 | Radio Lab; Floor -1 (Rack 8510C)
| Laboratory Network Equipment | Ethernet Switch | 8 Por | DES-1008D | 8 POR FAST Ethernet 10/100 Mbps. Desktop Switch. D-LINK |  | 1 | PL2518C016438 |  | LAB RADIO -1 | RAdio lab; Floor -1
| Laboratory Network Equipment | Ethernet Switch | Bay | BAYSTACK102 | BAY NETWORKS 10BASE-T HUB |  |  | SBNI020Q9Q |  | MAG.BETE | MAG.BETE (Bancone 4)
| Laboratory Network Equipment | Ethernet Switch | Catalyst | C2960G | Catalyst 2960G Series. CISCO |  | 1 | FOC1116Z3VL |  | LAB RADIO -1 | RAdio lab; Floor -1
| Laboratory Network Equipment | Ethernet Switch | Centre | CENTRECOM FS724I | CENTRECOM FS724I 10BASE-T/100BASE-TX 24 PORTS FAST Ethernet Switch |  |  | M0EK921001 |  | MAG.BETE | MAG.BETE (Bancone 4)
| Laboratory Network Equipment | Ethernet Switch | Cisco | CATALYST 2900 SERIES XL | CISCO SYSTEMS |  |  | WS-C2924-XL-EN |  | MAG.BETE | MAG.BETE (Bancone 4)
| Laboratory Network Equipment | Ethernet Switch | D-link | DGS-1016D | D-LINK GIGABIT Switch |  |  | DRBOED9001646 |  | MAG.BETE | MAG.BETE (Bancone 4)
| Laboratory Network Equipment | Ethernet Switch | Ericsson | ECN430 | ERICSSON KDU 137 344/1 |  |  | BE9B191032 |  | MAG.BETE | MAG.BETE (Bancone 4)
| Laboratory Network Equipment | Ethernet Switch | Extreme | 13011 | EXTREME NETWORK SUMMIT 24 |  |  | 0033M-01495 |  | MAG.BETE | MAG.BETE (Bancone 4)
| Laboratory Network Equipment | Ethernet Switch | Extreme | 15203 | EXTREME NETWORK SUMMIT X150-48T |  |  | 1031G-81505 |  | MAG.BETE | MAG.BETE (Bancone 4)
| Laboratory Network Equipment | Ethernet Switch | Extreme | 15201 | EXTREME NETWORK SUMMIT X150-24T |  |  | 1041G-80613 |  | MAG.BETE | MAG.BETE (Bancone 4)
| Laboratory Network Equipment | Ethernet Switch | Extreme | 15201 | EXTREME NETWORK SUMMIT X150-24T |  |  | 1018G-80786 |  | MAG.BETE | MAG.BETE (Bancone 4)
| Laboratory Network Equipment | Ethernet Switch | Extreme | 15201 | EXTREME NETWORK SUMMIT X150-24T |  |  | 1018G-80792 |  | MAG.BETE | MAG.BETE (Bancone 4)
| Laboratory Network Equipment | Ethernet Switch | Extreme | 15201 | EXTREME NETWORK SUMMIT X150-24T |  |  | 1041G-80602 |  | MAG.BETE | MAG.BETE (Bancone 4)
| Laboratory Network Equipment | Ethernet Switch | HP | 2524 | HP PROCURVE Switch 2524 J4813A 10/100BASE-T PORTS |  |  | SG341NV2L3 |  | MAG.BETE | MAG.BETE (Bancone 4)
| Laboratory Network Equipment | Ethernet Switch | Netgear | JFS524 | NETGEAR PROSAFE 24 PORT 10/100 Switch |  |  | 1DW1923K00594 |  | MAG.BETE | MAG.BETE (Bancone 4)
| Laboratory Network Equipment | Ethernet Switch | Netgear | JFS524 | NETGEAR PROSAFE 24 PORT 10/100 Switch |  |  | 1DW1923N00597 |  | MAG.BETE | MAG.BETE (Bancone 4)
| Laboratory Network Equipment | Ethernet Switch | Netgear | JFS524 | NETGEAR PROSAFE 24 PORT 10/100 Switch |  |  | 1DW1923L000F8 |  | MAG.BETE | MAG.BETE (Bancone 4)
| Laboratory Network Equipment | Ethernet Switch | Netgear | JFS524 | NETGEAR PROSAFE 24 PORT 10/100 Switch |  |  | 1DW1923M00596 |  | MAG.BETE | MAG.BETE (Bancone 4)
| Laboratory Network Equipment | Ethernet Switch | Netgear | FS105 | NETGEAR FAST Ethernet Switch FS105 |  |  | FS19148CB167615 |  | MAG.BETE | MAG.BETE (Bancone 4)
| Laboratory Network Equipment | Ethernet Switch | Netgear | FS105 | NETGEAR FAST Ethernet Switch FS105 |  |  | FS19149CB176717 |  | MAG.BETE | MAG.BETE (Bancone 4)
| Laboratory Network Equipment | Ethernet Switch | Netgear | FS116 | NETGEAR FAST Ethernet Switch FS116 |  |  | FS1314DB791189 |  | MAG.BETE | MAG.BETE (Bancone 4)
| Laboratory Network Equipment | Ethernet Switch | Trendnet | TEG-160WS | TRENDNET WEB SMART GIGABITH Switch |  |  | C21012W600160 |  | MAG.BETE | MAG.BETE (Bancone 4)
| Laboratory Network Equipment | Ethernet Switch | Trendnet | TEG-160WS | TRENDNET WEB SMART GIGABITH Switch |  |  | C21012W600159 |  | MAG.BETE | MAG.BETE (Bancone 4)
| Laboratory Network Equipment | Ethernet Switch | Trendnet | TFC-1000MGB | TRENDNET 1000BASE-T TO MINI-GBIC SMART CONVERTER |  |  | C21009MG00567 |  | MAG.BETE | MAG.BETE (Bancone 4)
| Laboratory Network Equipment | Ethernet Switch | Trendnet | TFC-1000MGB | TRENDNET 1000BASE-T TO MINI-GBIC SMART CONVERTER |  |  | C21009MG00771 |  | MAG.BETE | MAG.BETE (Bancone 4)
| Laboratory Network Equipment | Ethernet Switch | Unex | SD241R | UNEX NEXSwitch |  |  | 12601 S208035B1 |  | MAG.BETE | MAG.BETE (Bancone 4)
| Laboratory Network Equipment | Ethernet/Serial Terminal Server | Lantronix | EDS16PR | Ethernet Terminal Server LANTRONIX |  |  | semoipnlts03 |  | MAG.BETE | MAG.BETE (Bancone 4)
| Laboratory Network Equipment | Ethernet/Serial Terminal Server | MOXA | NPort 5610-16 | Serial -> IP 16 Ports |  |  | 4894 |  | LAB PVV | PVV lab; Floor -1 |  |  | 10.120.56.22 |  |  |  |  | Pierpaolo Cammelli | 2023-12-01 | 2024-06-30
| Laboratory Network Equipment | GPS Receiver | Datum | 9390-6000 | DATUM INC EXACTIM GPS RECIEVER |  |  | 3280 |  | MAG.BETE | MAG.BETE (Scaffale,Fila,Mensola) D_3_2
| Laboratory Network Equipment | IP 220 Vac Power Distributor | Apc | AP7920 | SwitchED RACK PDU APC |  |  | ZA0911004818 |  | MAG.BETE | MAG.BETE (Scaffale,Mensola) M_2
| Laboratory Network Equipment | IP 48 Vdc Power Distributor | Digital Loggers Inc | DLI DC3 | 8 Port/2 Bus |  |  | DC32109004265 |  | LAB PVV | PVV lab; Floor -1 |  |  | 10.120.56.234 |  |  |  |  | Pierpaolo Cammelli | 2023-12-01 | 2024-06-30
| Laboratory Network Equipment | IP 48 Vdc Power Distributor | Digital Loggers Inc | DLI DC3 | 8 Port/2 Bus |  |  | V48200328 | E TP | LAB CLT | CLT (Rack Cinquini) |  |  | 10.120.56.193 |  |  |  |  | Lorenzo Bottazzi | 2023-12-01 | 2024-06-30
| Laboratory Network Equipment | Switch ControlUNIT | HP | 3488A | Switch ControlUNIT HP |  |  | 2844A04866/3031A06991 |  | MAG.BETE | MAG.BETE (Scaffale,Fila,Mensola) F_1_3 | [13 empty] | 10.120.56.73 | PVV lab; Floor -1 | HCL
| Laboratory Network Equipment | UPS | Libert | POWER SURE 1000 | UPS 1000 VA LIEBERT | - |  | 9916900127ad2ct |  | MAG.BETE | MAG.BETE (Scaffale,Fila,Mensola) E_1_4
| Multimeter / Calibration | Calibration Kit | HP | 85032B | Calibration Kit TYPE N 50 ohm HP | - |  | 3217A11232 |  | MAG.BETE | MAG.BETE (Scaffale,Fila,Mensola) D_2_3
| Multimeter / Calibration | Current Probe | Agilent | 34135A | CURRENT PROBE for DMM, DC-10KHz, 600A | - | 1 | US39000171 |  | MAG.BETE | MAG.BETE (Cassettiere)
| Multimeter / Calibration | Impedance Meter | HP | 4263B | Impedance Meter | - |  | JP1KD04073 |  | MAG.BETE | MAG.BETE (Scaffale,Mensola) L_2
| Multimeter / Calibration | Multimeter | Agilent | 34401A | Multimeter AGILENT | 5062-3974,5061-9694 |  | MY44003446 |  | MAG.BETE | MAG.BETE (Scaffale,Mensola) M_0
| Multimeter / Calibration | Multimeter | Agilent | 34401A | Multimeter HP | - |  | MY44003541 |  | MAG.BETE | RAdio lab; Floor -1
| Multimeter / Calibration | Multimeter | Agilent | 34401A | Multimeter AGILENT | 5062-3974,5061-9694 |  | MY44003544 |  | MAG.BETE | MAG.BETE (Scaffale,Mensola) M_0
| Multimeter / Calibration | Multimeter | Agilent | 34401A | Multimeter AGILENT | 5062-3974,5061-9694 |  | MY44003545 |  | MAG.BETE | MAG.BETE (Scaffale,Mensola) M_0
| Multimeter / Calibration | Multimeter | Agilent | 34401A | Multimeter AGILENT | 5062-3974,5061-9694 |  | MY44003548 |  | MAG.BETE | MAG.BETE (Scaffale,Mensola) M_0
| Multimeter / Calibration | Multimeter | Agilent | 34401A | Multimeter AGILENT | 5062-3974,5061-9694 |  | MY44003561 |  | MAG.BETE | MAG.BETE (Scaffale,Mensola) M_0
| Multimeter / Calibration | Multimeter | Agilent | 3458A | Multimeter 8.5 digit AGILENT | - |  | US28028580 |  | MAG.BETE | MAG.BETE (Scaffale,Mensola) L_0
| Multimeter / Calibration | Multimeter | Agilent | 34401A | Multimeter AGILENT | 5062-3974,5061-9694 |  | US36093104 |  | MAG.BETE | MAG.BETE (Scaffale,Mensola) M_0
| Multimeter / Calibration | Multimeter | Fluke | 70 SERIES III | Multimeter FLUKE |  |  | 74980480 |  | MAG.BETE | CASSETTIERA B5 (NO BATTERIA)
| Multimeter / Calibration | Multimeter | Fluke | 70 SERIES III | Multimeter FLUKE |  |  | 72680336 |  | MAG.BETE | CASSETTIERA B5 (NO BATTERIA)
| Multimeter / Calibration | Multimeter | Fluke | 177 | Multimeter FLUKE |  |  | 79890308 |  | MAG.BETE | CASSETTIERA B5 (NO BATTERIA)
| Multimeter / Calibration | Multimeter | Fluke | 45 | Multimeter FLUKE |  |  | 8499009 |  | MAG.BETE | MAG.BETE (Scaffale,Mensola) M_0
| Multimeter / Calibration | Multimeter | Fluke | 45 | Multimeter FLUKE |  |  | 8499012 |  | MAG.BETE | MAG.BETE (Scaffale,Mensola) M_0
| Multimeter / Calibration | Multimeter | Fluke | 973A | Multimeter | - |  | JP38010812 |  | MAG.BETE | CASSETTIERA B5
| Multimeter / Calibration | Multimeter | Fluke | 971A | Multimeter | - |  | JP40012244 |  | MAG.BETE | CASSETTIERA B5 | 2004-03-04 | 2006-03-04
| Multimeter / Calibration | Multimeter | HP | 3478A | Multimeter HP |  |  | 2545A24797 |  | MAG.BETE | MAG.BETE (Scaffale,Mensola) M_0
| Multimeter / Calibration | Multimeter | HP | 3457A | Multimeter HP | - |  | 2703A08809 |  | MAG.BETE | MAG.BETE (Scaffale,Mensola) L_0
| Multimeter / Calibration | Multimeter | HP | 34401A | Multimeter HP | - |  | US36060259 |  | MAG.BETE | MAG.BETE (Scaffale,Mensola) M_0
| Multimeter / Calibration | Multimeter | HP | 34401A | Multimeter HP | - |  | US36060493 |  | MAG.BETE | MAG.BETE (Scaffale,Mensola) M_0
| Multimeter / Calibration | Multimeter | HP | 34401A | Multimeter HP | - |  | US36060561 |  | MAG.BETE | MAG.BETE (Scaffale,Mensola) M_0
| Multimeter / Calibration | Multimeter | HP | 34401A | Multimeter HP | - |  | US36093108 |  | MAG.BETE | MAG.BETE (Scaffale,Mensola) M_0
| Multimeter / Calibration | Multimeter | HP | 34401A | Multimeter HP |  |  | US36093119 |  | MAG.BETE | MAG.BETE (Scaffale,Mensola) M_0
| Multimeter / Calibration | Multimeter | HP | 34401A | Multimeter AGILENT | - |  | US36104016 |  | MAG.BETE | MAG.BETE (Scaffale,Mensola) M_0
| Multimeter / Calibration | Multimeter | HP | 34401A | Multimeter HP | - |  | US36104047 |  | MAG.BETE | MAG.BETE (Scaffale,Mensola) M_0
| Multimeter / Calibration | Multimeter | HP | 34401A | Multimeter AGILENT | - |  | US36136941 |  | MAG.BETE | MAG.BETE (Scaffale,Mensola) M_0
| Multimeter / Calibration | Multimeter | HP | 973A | MULTIMETER HP | - | 1 | JP38010813 |  | MAG.BETE | CASSETTIERA B5
| Oscilloscope & Probes | Oscilloscope | Tektronix | TDS3054 | Oscilloscope 500MHz, 4Ch, DPO TEKTRONIX | - |  | B014483 |  | MAG.BETE | MAG.BETE (Scaffale,Fila,Mensola) G_1_2
| Oscilloscope & Probes | Oscilloscope | Tektronix | DSA70604 | 6 GHz DIGITAL SERIAL ANALYZER TEKTRONIX | - |  | B031031 |  | MAG.BETE | MAG.BETE (Scaffale,Fila,Mensola) G_4_2 | 2016-11-30 | 2017-11-30
| Oscilloscope & Probes | Oscilloscope | Tektronix | TDS784D | Oscilloscope 1GHz, 4ch, DPO TEKTRONIX | - |  | B040601 |  | MAG.BETE | MAG.BETE (Scaffale,Fila,Mensola) G_2_2
| Oscilloscope & Probes | Oscilloscope | Tektronix | DSA72004C | 20 GHz Digital serial analyzer - Scope - TEKTRONIX | DDRA, PCE, USB |  | B110692 | E TP | MAG.BETE | MAG.BETE (Bancone 3) | [7 empty] | Donato Centrone | 2023-12-01 | 2023-09-30
| Oscilloscope & Probes | Oscilloscope | Tektronix | TDS220 | Oscilloscope 100MHZ/1GS/s.TEKTRONIX |  |  | B013580 |  | MAG.BETE | MAG.BETE (Scaffale,Fila,Mensola) G_1_1
| Oscilloscope & Probes | Oscilloscope | Tektronix | TDS3054 | Oscilloscope 500MHz, 4ch, DPO TEKTRONIX |  |  | B014471 |  | MAG.BETE | MAG.BETE (Scaffale,Fila,Mensola) G_1_1
| Oscilloscope & Probes | Oscilloscope | Tektronix | TDS3034 (Battery) | Oscilloscope 500MHz, 4ch, DPO TEKTRONIX | - |  | B010399 |  | MAG.BETE | MAG.BETE (Scaffale,Fila,Mensola) G_1_1
| Oscilloscope & Probes | Oscilloscope | Tektronix | TDS7104 | Oscilloscope 1GHz, 4Ch, DPO TEKTRONIX | - |  | B031680 |  | MAG.BETE | MAG.BETE (Scaffale,Fila,Mensola) G_2_1
| Oscilloscope & Probes | Oscilloscope | Tektronix | TDS3054 | Oscilloscope 500MHz, 4ch, DPO TEKTRONIX |  |  | B011593 |  | MAG.BETE | MAG.BETE (Scaffale,Fila,Mensola) G_2_1
| Oscilloscope & Probes | Oscilloscope | Tektronix | TDS784D | Oscilloscope 1GHz, 4ch, DPO (Com Test musk) TEKTRO | 2C |  | B032582 |  | MAG.BETE | MAG.BETE (Scaffale,Fila,Mensola) G_2_2
| Oscilloscope & Probes | Oscilloscope | Tektronix | TLA715 | Logic Analyzer TEKTRONIX | TLA715 R5-1C |  | B031332 |  | MAG.BETE | MAG.BETE (Scaffale,Fila,Mensola) G_2_2
| Oscilloscope & Probes | Oscilloscope | Tektronix | TDS3054 | Oscilloscope 500MHz, 4ch, DPO TEKTRONIX |  |  | B011588 |  | MAG.BETE | MAG.BETE (Scaffale,Fila,Mensola) G_3_1
| Oscilloscope & Probes | Oscilloscope | Tektronix | TDS754A | Oscilloscope DIGITAL. 500MHz,2GSa/s,4ch TEXTRONIX |  |  | B012003 |  | MAG.BETE | MAG.BETE (Scaffale,Fila,Mensola) G_3_1
| Oscilloscope & Probes | Oscilloscope | Tektronix | CSA7404B | COMM SYGNAL ANALYZER.TEKTRONIX |  |  | B020188 |  | MAG.BETE | MAG.BETE (Scaffale,Fila,Mensola) G_3_1
| Oscilloscope & Probes | Oscilloscope | Tektronix | TDS784D | Oscilloscope 1GHz, 4ch, DPO(Com Test musk)TEKTRONX | 2C |  | B010858 |  | MAG.BETE | MAG.BETE (Scaffale,Fila,Mensola) G_3_2
| Oscilloscope & Probes | Oscilloscope | Tektronix | TDS784D | Oscilloscope 1GHz, 4ch, DPO TEKTRONIX | 2C |  | B041425 |  | MAG.BETE | MAG.BETE (Scaffale,Fila,Mensola) G_3_2
| Oscilloscope & Probes | Oscilloscope | Tektronix | TDS784D | Oscilloscope 1GHz, 4ch, DPO (Com Test musk) TEKTRO | 2C |  | B032583 |  | MAG.BETE | MAG.BETE (Scaffale,Fila,Mensola) G_3_2
| Oscilloscope & Probes | Oscilloscope | Tektronix | TDS784D | Oscilloscope 1GHz, 4ch, DPO TEKTRONIX | 2C |  | B040563 |  | MAG.BETE | MAG.BETE (Scaffale,Fila,Mensola) G_4_1
| Oscilloscope & Probes | Oscilloscope | Tektronix | TDS3052 | Oscilloscope DIGITAL: 500MHz, 5GSa/s. TEKTRONIX | 2 CHANNELS |  | B010131 |  | MAG.BETE | MAG.BETE (Scaffale,Fila,Mensola) G_1_2
| Oscilloscope & Probes | Oscilloscope | Tektronix | TDS784D | Oscilloscope 1GHz, 4ch, DPO (Com Test musk) TEKTRO |  | 1 | B010346 |  | LAB RADIO -1 | RAdio lab; Floor -1
| Oscilloscope & Probes | Probe | Agilent | E2308A | Probe - TEMPERATURE PTC5000 -80 to +150°C | - |  | 1800 |  | MAG.BETE | MAG.BETE (Scaffale,Fila,Mensola) D_1_3
| Oscilloscope & Probes | Probe | Agilent | E2308A | Probe - TEMPERATURE PTC5000 -80 to +150°C | - |  | 1809 |  | MAG.BETE | MAG.BETE (Scaffale,Fila,Mensola) D_1_3
| Oscilloscope & Probes | Probe | Agilent | E2308A | Probe - TEMPERATURE PTC5000 -80 to +150°C | - |  | 1807 |  | MAG.BETE | MAG.BETE (Scaffale,Fila,Mensola) D_1_3
| Oscilloscope & Probes | Probe | Agilent | E2308A | Probe - TEMPERATURE PTC5000 -80 to +150°C | - |  | 1808 |  | MAG.BETE | MAG.BETE (Scaffale,Fila,Mensola) D_1_3
| Oscilloscope & Probes | Probe | Agilent | E2308A | Probe - TEMPERATURE PTC5000 -80 to +150°C | - |  | 1805 |  | MAG.BETE | MAG.BETE (Scaffale,Fila,Mensola) D_1_3
| Oscilloscope & Probes | Probe | Agilent | E2308A | Probe - TEMPERATURE PTC5000 -80 to +150°C | - |  | 1803 |  | MAG.BETE | MAG.BETE (Scaffale,Fila,Mensola) D_1_3
| Oscilloscope & Probes | Probe | Agilent | E2308A | Probe - TEMPERATURE PTC5000 -80 to +150°C | - |  | 1802 |  | MAG.BETE | MAG.BETE (Scaffale,Fila,Mensola) D_1_3
| Oscilloscope & Probes | Probe | Agilent | E2308A | Probe - TEMPERATURE PTC5000 -80 to +150°C | - |  | 1801 |  | MAG.BETE | MAG.BETE (Scaffale,Fila,Mensola) D_1_3
| Oscilloscope & Probes | Probe | Agilent | E2308A | Probe - TEMPERATURE PTC5000 -80 to +150°C | - |  | 1804 |  | MAG.BETE | MAG.BETE (Scaffale,Fila,Mensola) D_1_3
| Oscilloscope & Probes | Probe | Agilent | E2308A | Probe - TEMPERATURE PTC5000 -80 to +150°C | - |  | 1806 |  | MAG.BETE | MAG.BETE (Scaffale,Fila,Mensola) D_1_3
| Oscilloscope & Probes | Probe | Agilent | 41800A | ACTIVE Probe 5Hz/500MHz HP |  |  | 2850J05387 |  | MAG.BETE | MAG.BETE (Scaffale,Fila,Mensola) D_2_3
| Oscilloscope & Probes | Probe | Agilent | 85024A | HIGH Frequency Probe 300KHz - 3GHz HP |  |  | MY40107696 |  | MAG.BETE | MAG.BETE (Scaffale,Fila,Mensola) D_2_3
| Oscilloscope & Probes | Probe | Agilent | 85024A | HIGH Frequency Probe 300KHz - 3GHz HP |  |  | MY40107697 |  | MAG.BETE | MAG.BETE (Scaffale,Fila,Mensola) D_2_3
| Oscilloscope & Probes | Probe | Agilent | 41800A | ACTIVE Probe 5 Hz - 500 Mhz AGILENT |  |  | MY43100359 |  | MAG.BETE | MAG.BETE (Scaffale,Fila,Mensola) D_2_3
| Oscilloscope & Probes | Probe | Agilent | 41800A | ACTIVE Probe 5 Hz - 500 Mhz AGILENT |  |  | MY43100360 |  | MAG.BETE | MAG.BETE (Scaffale,Fila,Mensola) D_2_3
| Oscilloscope & Probes | Probe | Keysight | 11940A | CLOSE FIELD Probe 30 Mhz/1Ghz | - |  | 2650A07588 |  | MAG.BETE | MAG.BETE (Scaffale,Fila,Mensola) D_1_3
| Oscilloscope & Probes | Probe | Keysight | 11941A | CLOSE FIELD Probe 9 Khz/30 MHz | - |  | 2807A05851 |  | MAG.BETE | MAG.BETE (Scaffale,Fila,Mensola) D_1_3
| Oscilloscope & Probes | Probe | Tektronix | P7225 | ACTIVE Probe 2,5 GHx TEKTRONIX | - |  | B010582 |  | MAG.BETE | MAG.BETE (Scaffale,Fila,Mensola) D_3_3
| Oscilloscope & Probes | Probe | Tektronix | P6703B | OPTICAL Probe TEKTRONIX | - |  | B010927 |  | MAG.BETE | MAG.BETE (Scaffale,Fila,Mensola) D_2_3
| Oscilloscope & Probes | Probe | Tektronix | P6703B | OPTICAL Probe TEKTRONIX | - |  | B010937 |  | MAG.BETE | MAG.BETE (Scaffale,Fila,Mensola) D_2_3
| Oscilloscope & Probes | Probe | Tektronix | P6703B | OPTICAL Probe TEKTRONIX | - |  | B010938 |  | MAG.BETE | MAG.BETE (Scaffale,Fila,Mensola) D_2_3
| Oscilloscope & Probes | Probe | Tektronix | P5200 | DIFFERENTIAL Probe up to 25 Mhz highvolt TEKTRONIX | - |  | B019684 |  | MAG.BETE | MAG.BETE (Scaffale,Fila,Mensola) D_1_3
| Oscilloscope & Probes | Probe | Tektronix | P6245 | ACTIVE Probe up to 1.5 GHz TEKTRONIX |  |  | B021320 |  | MAG.BETE | MAG.BETE (Scaffale,Fila,Mensola) D_1_3
| Oscilloscope & Probes | Probe | Tektronix | 1103 | TEKProbe Power Supply - TEKTRONIX |  |  | B029860 |  | MAG.BETE | MAG.BETE (Scaffale,Fila,Mensola) F_3_3
| Oscilloscope & Probes | Probe | Tektronix | P6960 | Logic Analyzer Probe TEKTRONIX | 5 years warranty |  | B033131 |  | MAG.BETE | MAG.BETE (Scaffale,Fila,Mensola) D_1_3
| Oscilloscope & Probes | Probe | Tektronix | P6960 | Logic Analyzer Probe TEKTRONIX | 5 years warranty |  | B033133 |  | MAG.BETE | MAG.BETE (Scaffale,Fila,Mensola) D_1_3
| Oscilloscope & Probes | Probe | Tektronix | P6015A | HIGH VOLTAGE Probe TEKTRONIX | - |  | B040839 |  | MAG.BETE | MAG.BETE (Scaffale,Fila,Mensola) D_3_3
| Oscilloscope & Probes | Probe | Tektronix | 1103 | TEKProbe Power Supply - TEKTRONIX |  |  | C011122 |  | MAG.BETE | MAG.BETE (Scaffale,Fila,Mensola) F_3_3
| Oscilloscope & Probes | Probe | Tektronix | P6960 | Logic Analyzer Probe TEKTRONIX |  |  | C033475 |  | MAG.BETE | MAG.BETE (Scaffale,Fila,Mensola) D_1_3
| Oscilloscope & Probes | Probe | Tektronix | P6960 | Logic Analyzer Probe TEKTRONIX |  |  | C033668 | E TP | MAG.BETE | MAG.BETE (Scaffale,Fila,Mensola) D_1_3
| Oscilloscope & Probes | Probe | Tektronix | P6960 | Logic Analyzer Probe TEKTRONIX |  |  | C033671 | E TP | MAG.BETE | MAG.BETE (Scaffale,Fila,Mensola) D_1_3
| Oscilloscope & Probes | Probe | Tektronix | P6417 | Logic Analyzer Probe TEKTRONIX |  |  | NA |  | MAG.BETE | MAG.BETE (Scaffale,Fila,Mensola) G_2_1 (Borsa B031663)
| Oscilloscope & Probes | Probe | Tektronix | P6434 | Logic Analyzer Probe TEKTRONIX |  |  | NA |  | MAG.BETE | MAG.BETE (Scaffale,Fila,Mensola) G_2_1 (Borsa B031663)
| Oscilloscope & Probes | Probe | Tektronix | P6434 | Logic Analyzer Probe TEKTRONIX |  |  | NA |  | MAG.BETE | MAG.BETE (Scaffale,Fila,Mensola) G_2_1 (Borsa B031663)
| Oscilloscope & Probes | Probe | Tektronix | P6434 | Logic Analyzer Probe TEKTRONIX |  |  | NA |  | MAG.BETE | MAG.BETE (Scaffale,Fila,Mensola) G_2_1 (Borsa B031663)
| Oscilloscope & Probes | Probe | Tektronix | P6434 | Logic Analyzer Probe TEKTRONIX |  |  | NA |  | MAG.BETE | MAG.BETE (Scaffale,Fila,Mensola) G_2_1 (Borsa B031663)
| Oscilloscope & Probes | Probe | Tektronix | P6434 | Logic Analyzer Probe TEKTRONIX |  |  | NA |  | MAG.BETE | MAG.BETE (Scaffale,Fila,Mensola) G_2_1 (Borsa B031663)
| Oscilloscope & Probes | Probe | Tektronix | TM 501 | CURRENT Probe AMPL TEKTRONIX |  |  | 8083028 |  | MAG.BETE | MAG.BETE (Scaffale,Fila,Mensola) F_3_3
| Oscilloscope & Probes | Probe | Tektronix | 1103 | TEK Probe Power Supply - TEKTRONIX (Needs special Power Supply ) |  |  | C010247 |  | MAG.BETE | MAG.BETE (Scaffale,Fila,Mensola) F_3_3
| Oscilloscope & Probes | Probe | Tektronix | P6960 | Logic Analyzer Probe |  | 1 | C034409 | E TP | MAG.BETE | MAG.BETE (Scaffale,Fila,Mensola) D_1_3
| Oscilloscope & Probes | SFP KIT | Tektronix | 640-0543-000 | WILDER TECHNOLOGIES per TEKTRONIX (SFP KIT) |  |  | No Serial Number | E TP | MAG.BETE | MAG.BETE (Scaffale,Fila,Mensola) D_2_3
| Oscilloscope & Probes | SFP KIT | Tektronix | 640-0544-000 | WILDER TECHNOLOGIES per TEKTRONIX (SFP KIT) |  |  | No Serial Number | E TP | MAG.BETE | MAG.BETE (Scaffale,Fila,Mensola) D_2_3
| Power Meter & Sensors | Optical Power Meter | W&G | OLP-15 | OPTICAL Power Meter. W&G |  |  | M-0084 |  | MAG.BETE | CASSETTIERA B5
| Power Meter & Sensors | Power Meter | Agilent | E4418B | Power Meter AGILENT | - |  | MY40512685 |  | MAG.BETE | MAG.Bete (Scaffale,Fila,mensola) D_1_1
| Power Meter & Sensors | Power Meter | Agilent | E4419B | EPM SERIES Power Meter AGILENT |  |  | MY45101975 |  | MAG.BETE | MAG.BETE (Scaffale,Fila,Mensola) D_2_1
| Power Meter & Sensors | Power Meter | Agilent | E4416A | Power Meter AGILENT | - |  | GB41293334 |  | MAG.BETE | MAG.BETE (Scaffale,Fila,Mensola) D_2_1
| Power Meter & Sensors | Power Meter | Agilent | E4418B | Power Meter AGILENT | - |  | MY40512657 |  | MAG.BETE | MAG.BETE (Scaffale,Fila,Mensola) D_2_1
| Power Meter & Sensors | Power Meter | Agilent | E4418B | Power Meter HP | - |  | GB39512182 |  | MAG.BETE | MAG.BETE (Scaffale,Fila,Mensola) D_2_1
| Power Meter & Sensors | Power Meter | Agilent | E4418B | Power Meter AGILENT |  |  | MY40511876 |  | MAG.BETE | MAG.BETE (Scaffale,Fila,Mensola) D_2_1
| Power Meter & Sensors | Power Meter | Agilent | E4418A | Power Meter AGILENT | - |  | GB37482433 |  | MAG.BETE | MAG.BETE (Scaffale,Fila,Mensola) D_2_1
| Power Meter & Sensors | Power Meter | Agilent | E4418B | Power Meter AGILENT | W30 |  | MY40511950 |  | MAG.BETE | MAG.BETE (Scaffale,Fila,Mensola) D_2_1
| Power Meter & Sensors | Power Meter | Agilent | E4418B | Power Meter AGILENT |  |  | GB41299453 |  | MAG.BETE | MAG.BETE (Scaffale,Fila,Mensola) D_2_1
| Power Meter & Sensors | Power Meter | Agilent | E4416A | Power Meter AGILENT | - |  | GB41293336 |  | MAG.BETE | MAG.BETE (Scaffale,Fila,Mensola) D_2_1
| Power Meter & Sensors | Power Meter | Agilent | E4418B | Power Meter AGILENT | - |  | MY40330316 |  | MAG.BETE | MAG.BETE (Scaffale,Fila,Mensola) D_2_1
| Power Meter & Sensors | Power Meter | Agilent | E4408B | ESA-L Spectrum Analyzer 9KHz - 26.5GHz AGILENT | A4H |  | US39440438 |  | MAG.BETE | MAG.BETE (Scaffale,Fila,Mensola) D_2_2
| Power Meter & Sensors | Power Meter | Fiber | 17XT | FIBER OPTIC Power Meter. |  |  | 10832 |  | MAG.BETE | CASSETTIERA B5
| Power Meter & Sensors | Power Meter | Fiber | 17XTF | Fiber optical Power Meter |  |  | 11328 |  | MAG.BETE | CASSETTIERA B5 (NO BATTERIA)
| Power Meter & Sensors | Power Meter | HP | E4418B | Power Meter HP | - |  | GB38410494 |  | MAG.BETE | MAG.BETE (Scaffale,Fila,Mensola) D_2_1
| Power Meter & Sensors | Power Meter | HP | E4418B | Power Meter AGILENT | - |  | MY40511844 |  | MAG.BETE | MAG.BETE (Scaffale,Fila,Mensola) D_2_1
| Power Meter & Sensors | Power Meter | HP | E4418B | Power Meter HP |  |  | GB39290126 |  | MAG.BETE | MAG.BETE (Scaffale,Fila,Mensola) D_2_1
| Power Meter & Sensors | Power Sensor | Agilent | 8487A | Power Sensor 50MHz - 50 GHz +20 to -30 dBm AGILENT |  |  | MY41092637 | E TP | MAG.BETE | MAG.BETe (Bancone 3)
| Power Meter & Sensors | Power Sensor | Agilent | E4413A | Power Sensor 50MHz 26,5GHz +20 to -70 dBm AGILENT | W30 | 1 | US38483215 |  | MAG.BETE | MAG.BETE (Scaffale,Fila,Mensola) D_0_1 (Scatola Power Sensor)
| Power Meter & Sensors | Power Sensor | Agilent | 8487D | Power Sensor 50MHz - 50 GHz -20 to -70 dBm AGILENT | - | 1 | MY41090581 |  | MAG.BETE | MAG.BETE (Scaffale,Fila,Mensola) D_0_1 (Scatola Power Sensor)
| Power Meter & Sensors | Power Sensor | Agilent | E4413A | Power Sensor 50MHz 26,5GHz +20 to -70 dBm AGILENT | - | 1 | US38482060 |  | MAG.BETE | MAG.BETE (Scaffale,Fila,Mensola) D_0_1 (Scatola Power Sensor)
| Power Meter & Sensors | Power Sensor | Agilent | 8487A | Power Sensor 50MHz - 50 GHz +20 to -30 dBm AGILENT | - | 1 | MY41091211 |  | MAG.BETE | MAG.BETE (Scaffale,Fila,Mensola) D_0_1 (Scatola Power Sensor)
| Power Meter & Sensors | Power Sensor | Agilent | 8487A | Power Sensor 50MHz - 50 GHz +20 to -30 dBm HP | - | 1 | MY41091212 |  | MAG.BETE | MAG.BETE (Scaffale,Fila,Mensola) D_0_1 (Scatola Power Sensor)
| Power Meter & Sensors | Power Sensor | Agilent | E4413A | Power Sensor 50MHz 26,5GHz +20 to -70 dBm AGILENT | - | 1 | US38483358 |  | MAG.BETE | MAG.BETE (Scaffale,Fila,Mensola) D_0_1 (Scatola Power Sensor)
| Power Meter & Sensors | Power Sensor | Agilent | 8487A | Power Sensor 50MHz - 50 GHz +20 to -30 dBm AGILENT |  | 1 | 3318A03200 |  | MAG.BETE | MAG.BETE (Scaffale,Fila,Mensola) D_0_1 (Scatola Power Sensor)
| Power Meter & Sensors | Power Sensor | Agilent | U2053XA | USB Average Power Sensor 10MHz - 33GHz, -70 to +26dBm AGILENT | OPT 100 | 1 | MY58000010 | E TP | LAB RADIO -1 | RAdio lab; Floor -1
| Power Meter & Sensors | Power Sensor | Agilent | U2002H | USB Average Power Sensor 50MHz - 24GHz, -50 to +30dBm. AGILENT | OPT 100 | 1 | MY53200004 |  | MAG.BETE | MAG.BETE (Scaffale,Fila,Mensola) D_0_1 (Scatola Power Sensor) | 2017-04-10
| Power Meter & Sensors | Power Sensor | Keysight | U2002H | USB Average Power Sensor 50MHz - 24GHz, -50 to +30dBm. AGILENT | OPT 100 | 1 | MY57470004 |  | MAG.BETE | MAG.BETE (Scaffale,Fila,Mensola) D_0_1 (Scatola Power Sensor) | 2017-04-10
| Power Meter & Sensors | Power Sensor | Agilent | 8487A | Power Sensor 50MHz - 50 GHz +20 to -30 dBm | - | 1 | MY41090249 |  | MAG.BETE | MAG.BETE (Scaffale,Fila,Mensola) D_0_1 (Scatola Power Sensor)
| Power Meter & Sensors | Power Sensor | Agilent | 8487A | Power Sensor 50MHz - 50 GHz +20 to -30 dBm | - | 1 | MY41090146 |  | MAG.BETE | MAG.BETE (Scaffale,Fila,Mensola) D_0_1 (Scatola Power Sensor)
| Power Meter & Sensors | Power Sensor | Agilent | E4413A | Power Sensor 50MHz 26,5GHz +20 to -70 dBm | - | 1 | US38483357 |  | MAG.BETE | MAG.BETE (Scaffale,Fila,Mensola) D_0_1 (Scatola Power Sensor)
| Power Meter & Sensors | Power Sensor | HP | 8482A | Power Sensor 100 kHz to 4.2 GHz, -30 to +20 dBm HP |  | 1 | 2237A06464 |  | MAG.BETE | MAG.BETE (Scaffale,Fila,Mensola) D_0_1 (Scatola Power Sensor)
| Power Meter & Sensors | Power Sensor | HP | 8485A | Power Sensor 50MHz - 26,5 GHz +20 to -30 dBm HP | - |  | 3318A20236 |  | MAG.BETE | MAG.BETE (Scaffale,Fila,Mensola) D_0_1 (Scatola Power Sensor)
| Power Meter & Sensors | Power Sensor | HP | 8481A | Power Sensor 10 MHz to 18 GHz HP |  | 1 | 2349A37008 |  | MAG.BETE | MAG.BETE (Scaffale,Fila,Mensola) D_0_1 (Scatola Power Sensor)
| Power Meter & Sensors | Power Sensor | Keysight | N8485A | Average Power Sensor 10 MHz-26.5 GHz |  | 1 | MY57340047 |  | MAG.BETE | MAG.BETE (Scaffale,Fila,Mensola) D_0_1 (Scatola Power Sensor)
| Power Meter & Sensors | Power Sensor | Agilent | 8487D | Power Sensor 50MHz - 50 GHz -20 to -70 dBm AGILENT |  |  | MY54120004 | E TP | Dove ? | Dove ?
| Power Supply | Electronic Load | HP | 6063B | 250W Electronic Load 3-240V/0-10A AGILENT | 908 |  | MY41000410 |  | MAG.BETE | MAG.BETE (Scaffale,Fila,Mensola) B_2_2
| Power Supply | Electronic Load | HP | 6063B | 250W Electronic Load AGILENT | 908 |  | MY41000409 |  | MAG.BETE | MAG.BETE (Scaffale,Fila,Mensola) B_2_2
| Power Supply | Electronic Load | HP | 6063B | 250W Electronic Load AGILENT | 908 |  | MY41000408 |  | MAG.BETE | MAG.BETE (Scaffale,Fila,Mensola) B_2_2
| Power Supply | Electronic Load | HP | 6060B | Electronic Load. HP |  |  | 3436A-01825 |  | MAG.BETE | MAG.BETE (Scaffale,Fila,Mensola) B_3_1
| Power Supply | Power Supply | Agilent | E3632A | Power Supply 1 OUT 2 RANGE 15V/7A-30V/4A AGILENT | - |  | KR01009936 |  | MAG.BETE | MAG.BETE (Scaffale,Mensola) L_1
| Power Supply | Power Supply | Agilent | E3632A | Power Supply 1 OUT 2 RANGE 15V/7A or 30V/4A | - |  | KR01010001 |  | MAG.BETE | MAG.BETE (Scaffale,Mensola) L_3
| Power Supply | Power Supply | Agilent | E3620A | Power Supply +/-25 V, 1A 0-6 V, 5A HP |  |  | KR51301489 |  | MAG.BETE | MAG.BETE (Scaffale,Mensola) L_2
| Power Supply | Power Supply | Agilent | E3631A | Power Supply +/-25 V, 1A 0-6 V, 5A AGILENT | - |  | KR81412111 |  | MAG.BETE | MAG.BETE (Scaffale,Mensola) L_2
| Power Supply | Power Supply | Agilent | E3631A | Power Supply +/-25 V, 1A 0-6 V, 5A AGILENT | - |  | KR81912786 |  | MAG.BETE | MAG.BETE (Scaffale,Mensola) L_3
| Power Supply | Power Supply | Agilent | E3631A | Power Supply +/-25 V, 1A 0-6 V, 5A HP | - |  | KR81912787 |  | MAG.BETE | MAG.BETE (Scaffale,Mensola) L_2
| Power Supply | Power Supply | Agilent | E3631A | Power Supply +/-25 V, 1A 0-6 V, 5A AGILENT | - |  | KR81912857 |  | MAG.BETE | MAG.BETE (Scaffale,Mensola) L_1
| Power Supply | Power Supply | Agilent | E3631A | Power Supply +/-25 V, 1A 0-6 V, 5A AGILENT | - |  | KR81912861 |  | MAG.BETE | MAG.BETE (Scaffale,Mensola) L_1
| Power Supply | Power Supply | Agilent | E3631A | Power Supply +/-25 V, 1A 0-6 V, 5A AGILENT | - |  | KR90917834 |  | MAG.BETE | MAG.BETE (Scaffale,Mensola) L_2
| Power Supply | Power Supply | Agilent | E3631A | Power Supply +/-25 V, 1A 0-6 V, 5A AGILENT | - |  | KR90917835 |  | MAG.BETE | MAG.BETE (Scaffale,Mensola) L_3
| Power Supply | Power Supply | Agilent | E3631A | Power Supply +/-25 V, 1A 0-6 V, 5A AGILENT | - |  | KR90917836 |  | LAB ALASKA | ALASKA Lab; Floor -1 | [7 empty] | Pierpaolo Cammelli | 2023-12-01 | 2024-01-30
| Power Supply | Power Supply | Agilent | E3631A | Power Supply +/-25 V, 1A 0-6 V, 5A HP | - |  | KR90917837 |  | MAG.BETE | MAG.BETE (Scaffale,Mensola) L_1
| Power Supply | Power Supply | Agilent | E3631A | Power Supply +/-25 V, 1A 0-6 V, 5A AGILENT | - |  | KR90917838 |  | MAG.BETE | MAG.BETE (Scaffale,Mensola) L_1
| Power Supply | Power Supply | Agilent | E3631A | Power Supply +/-25 V, 1A 0-6 V, 5A AGILENT | - |  | KR94622918 |  | MAG.BETE | MAG.BETE (Scaffale,Mensola) L_3
| Power Supply | Power Supply | Agilent | E3631A | Power Supply +/-25 V, 1A 0-6 V, 5A HP | - |  | KR94622919 |  | MAG.BETE | MAG.BETE (Scaffale,Mensola) L_3
| Power Supply | Power Supply | Agilent | E3631A | Power Supply +/-25 V, 1A 0-6 V, 5A HP | - |  | KR94622922 |  | MAG.BETE | MAG.BETE (Scaffale,Mensola) L_1
| Power Supply | Power Supply | Agilent | E3631A | Power Supply +/-25 V, 1A 0-6 V, 5A AGILENT | - |  | KR94626004 |  | MAG.BETE | MAG.BETE (Scaffale,Mensola) L_3 | [13 empty] | 10.120.56.73 | PVV lab; Floor -1 | HCL
| Power Supply | Power Supply | Agilent | E3631A | Power Supply +/-25 V, 1A 0-6 V, 5A HP | - |  | KR94626005 |  | MAG.BETE | MAG.BETE (Scaffale,Mensola) L_1
| Power Supply | Power Supply | Agilent | E3631A | Power Supply +/-25 V, 1A 0-6 V, 5A AGILENT | - |  | KR94626007 |  | MAG.BETE | MAG.BETE (Scaffale,Mensola) L_3
| Power Supply | Power Supply | Agilent | E3632A | Power Supply 1 OUT 2 RANGE 15V/7A - 30V/4A AGILENT | - |  | MY40000078 |  | MAG.BETE | MAG.BETE (Scaffale,Mensola) L_1
| Power Supply | Power Supply | Agilent | E3632A | Power Supply 1 OUT 2 RANGE 15V/7A / 30V/4A AGILENT | - |  | MY40000081 |  | MAG.BETE | MAG.BETE (Scaffale,Mensola) L_1
| Power Supply | Power Supply | Agilent | E3633A | Power Supply 0-20 V, 0-10A AGILENT | - |  | MY40000138 |  | MAG.BETE | MAG.BETE (Scaffale,Mensola) L_3
| Power Supply | Power Supply | Agilent | E3633A | Power Supply 0-20 V, 0-10A AGILENT | - |  | MY40000419 |  | MAG.BETE | MAG.BETE (Scaffale,Mensola) L_3
| Power Supply | Power Supply | Agilent | E3633A | Power Supply 0-20 V, 0-10A AGILENT | - |  | MY40000428 |  | MAG.BETE | MAG.BETE (Scaffale,Mensola) L_2
| Power Supply | Power Supply | Agilent | E3631A | Power Supply +/-25 V, 1A 0-6 V, 5A HP | - |  | MY40000970 |  | MAG.BETE | MAG.BETE (Scaffale,Mensola) M_2 | 2007-11-21 | 2009-11-21
| Power Supply | Power Supply | Agilent | E3631A | Power Supply +/-25 V, 1A 0-6 V, 5A AGILENT | - |  | MY40000971 |  | MAG.BETE | MAG.BETE (Scaffale,Mensola) L_3
| Power Supply | Power Supply | Agilent | E3631A | Power Supply +/-25 V, 1A 0-6 V, 5A AGILENT | - |  | MY40000972 |  | MAG.BETE | MAG.BETE (Scaffale,Mensola) L_1
| Power Supply | Power Supply | Agilent | E3631A | Power Supply +/-25 V, 1A 0-6 V, 5A | - |  | MY40000978 |  | MAG.BETE | MAG.BETE (Scaffale,Mensola) L_2
| Power Supply | Power Supply | Agilent | E3631A | Power Supply +/-25 V, 1A 0-6 V, 5A AGILENT | - |  | MY40000980 |  | MAG.BETE | MAG.BETE (Scaffale,Mensola) L_3
| Power Supply | Power Supply | Agilent | E3631A | Power Supply +/-25 V, 1A 0-6 V, 5A AGILENT | - |  | MY40000981 |  | MAG.BETE | MAG.BETE (Scaffale,Mensola) L_2
| Power Supply | Power Supply | Agilent | E3631A | Power Supply +/-25 V, 1A 0-6 V, 5A AGILENT | - |  | MY40000983 |  | MAG.BETE | MAG.BETE (Scaffale,Mensola) L_2
| Power Supply | Power Supply | Agilent | E3633A | Power Supply 0-20 V, 0-10A AGILENT | - |  | MY40001149 |  | MAG.BETE | MAG.BETE (Scaffale,Mensola) L_1
| Power Supply | Power Supply | Agilent | E3633A | Power Supply 0-20 V, 0-10A AGILENT | - |  | MY40001160 |  | MAG.BETE | MAG.BETE (Scaffale,Mensola) L_2
| Power Supply | Power Supply | Agilent | E3633A | Power Supply 0-20 V, 0-10A AGILENT | - |  | MY40001162 |  | MAG.BETE | MAG.BETE (Scaffale,Mensola) M_2 | 2007-08-10 | 2009-08-10
| Power Supply | Power Supply | Agilent | E3646A | Power Supply. HP |  |  | MY40001960 |  | MAG.BETE | MAG.BETE (Scaffale,Mensola) L_2
| Power Supply | Power Supply | Agilent | E3645A | Power Supply, 35V, 2.2A OR 60V, 1.3A |  |  | MY40002849 |  | MAG.BETE | MAG.BETE (Scaffale,Mensola) L_2
| Power Supply | Power Supply | Agilent | E3631A | Power Supply +/-25 V, 1A 0-6 V, 5A AGILENT | - |  | MY40004097 |  | MAG.BETE | MAG.BETE (Scaffale,Mensola) L_1
| Power Supply | Power Supply | Agilent | E3631A | Power Supply +/-25 V, 1A 0-6 V, 5A AGILENT | - |  | MY40004101 |  | MAG.BETE | MAG.BETE (Scaffale,Mensola) L_2
| Power Supply | Power Supply | Agilent | E3631A | Power Supply +/-25 V, 1A 0-6 V, 5A AGILENT | - |  | MY40006350 |  | MAG.BETE | MAG.BETE (Scaffale,Mensola) L_3
| Power Supply | Power Supply | Agilent | E3631A | Power Supply +/-25 V, 1A 0-6 V, 5A AGILENT | - |  | MY40006464 |  | MAG.BETE | MAG.BETE (Scaffale,Mensola) L_2
| Power Supply | Power Supply | Agilent | E3631A | Power Supply +/-25 V, 1A 0-6 V, 5A AGILENT | - |  | MY40008334 |  | MAG.BETE | MAG.BETE (Scaffale,Mensola) L_2
| Power Supply | Power Supply | Agilent | E3631A | Power Supply +/-25 V, 1A 0-6 V, 5A | - |  | MY40008359 |  | MAG.BETE | MAG.BETE (Scaffale,Mensola) M_2 | 2007-07-24 | 2009-07-24
| Power Supply | Power Supply | Agilent | E3631A | Power Supply +/-25 V, 1A 0-6 V, 5A HP |  |  | MY40014062 |  | MAG.BETE | MAG.BETE (Scaffale,Mensola) L_3
| Power Supply | Power Supply | Agilent | N6700B | Power Supply MPS MAINFRAME 400W AGILENT | - |  | MY43002839 |  | MAG.BETE | MAG.BETE (Scaffale,Mensola) M_2
| Power Supply | Power Supply | Agilent | 6038A | Power Supply 0-60 V, 0-10A AGILENT | - |  | US38310888 |  | MAG.BETE | MAG.BETE (Scaffale,Mensola) M_2
| Power Supply | Power Supply | Agilent | 6033A | Power Supply 0-20 V, 0-30A AGILENT |  |  | 2749A-03209 |  | MAG.BETE | MAG.BETE (Scaffale,Fila,Mensola) H_1_1
| Power Supply | Power Supply | Agilent | 6030A | Power Supply 0-200 V, 0-17A AGILENT | - |  | US38320775 |  | MAG.BETE | MAG.BETE (Scaffale,Fila,Mensola) D_4_1
| Power Supply | Power Supply | Agilent | 6038A | Power Supply 0-60 V, 0-10A AGILENT | - |  | US38310756 |  | MAG.BETE | MAG.BETE (Scaffale,Mensola) M_2
| Power Supply | Power Supply | Agilent | E3631A | Power Supply +/-25 V, 1A 0-6 V, 5A AGILENT | - |  | KR94626006 |  | MAG.BETE | MAG.BETE (Scaffale,Mensola) L_3
| Power Supply | Power Supply | Agilent | 6038A | Power Supply 0 - 60 V, 0 - 10 A, 200 W |  | 1 | 184000780 |  | LAB SW | SW lab; Floor -1 | [7 empty] | Davide Gallo Cassarino | 2023-12-01 | 2024-06-30 |  |  | HCL
| Power Supply | Power Supply | Delta | SM70 -22 | Power Supply.0-70V 0-22A.. DELTA ELECTRONIS |  |  | 431502000021 |  | MAG.BETE | MAG.BETE (Scaffale,Fila,Mensola) H_4_1
| Power Supply | Power Supply | Delta | SM52-30 | Power Supply 0-52V/0-30A. DELTA ELECTRONIS |  |  | 325701000102 |  | MAG.BETE | MAG.BETE (Scaffale,Fila,Mensola) D_4_1
| Power Supply | Power Supply | Elind | 6TD20D | Power Supply +/-20 V, 1A 6 V, 5A ELIND | - |  | T100237/004 |  | MAG.BETE | MAG.BETE (Scaffale,Mensola) M_1
| Power Supply | Power Supply | Elind | 6TD20D | Power Supply +/-20 V, 1A 6 V, 5A ELIND | - |  | T100237/005 |  | MAG.BETE | MAG.BETE (Scaffale,Mensola) M_1
| Power Supply | Power Supply | Elind | 80HS4,0D | Power Supply 0-80 V, 0-4A ELIND |  |  | T200030/003 |  | MAG.BETE | MAG.BETE (Scaffale,Fila,Mensola) H_2_2
| Power Supply | Power Supply | Elind | 75KL16/36D | Power Supply 0-75 16/36A ELIND | - |  | P100112/003 |  | MAG.BETE | MAG.BETE (Scaffale,Fila,Mensola) H_2_2
| Power Supply | Power Supply | Elind | AST 60/6 | Power Supply 0-60V / 10A ELIND | - |  | 21273 |  | MAG.BETE | MAG.BETE (Scaffale,Fila,Mensola) H_2_2
| Power Supply | Power Supply | Elind | 80HS4,0D | Power Supply 0-80 V, 0-4A ELIND | - |  | T200030/006 |  | MAG.BETE | MAG.BETE (Scaffale,Fila,Mensola) H_3_2
| Power Supply | Power Supply | Elind | 75KL16/36D | Power Supply 0-75 16/36A ELIND | - |  | P100112/006 |  | MAG.BETE | MAG.BETE (Scaffale,Fila,Mensola) H_3_2
| Power Supply | Power Supply | Elind | 80HS4,0D | Power Supply 0-80 V, 0-4A ELIND |  |  | T200030/004 |  | MAG.BETE | MAG.BETE (Scaffale,Fila,Mensola) H_3_2
| Power Supply | Power Supply | Farnell | PDD3010A | Power Supply DUAL 30V/10A FARNELL |  |  | 584 |  | MAG.BETE | MAG.BETE (Scaffale,Mensola) M_1
| Power Supply | Power Supply | Farnell | PDD3010A | Power Supply DUAL 30V/10A FARNELL |  |  | 1217 |  | MAG.BETE | MAG.BETE (Scaffale,Mensola) M_1
| Power Supply | Power Supply | Gossen | SSP - 62 N 80 RU 25 P | DC Power Supply 25A 80V GOSSEN KONSTANTER |  |  | 221 |  | MAG.BETE | MAG.BETE (Scaffale,Fila,Mensola) H_3_1
| Power Supply | Power Supply | Gossen | SSP - 64 N 80 RU 50 P | DC Power Supply 50A 80V GOSSEN KONSTANTER |  |  | 174 |  | MAG.BETE | MAG.BETE (Scaffale,Fila,Mensola) H_3_2
| Power Supply | Power Supply | HP | 6674A | SYSTEM DC Power Supply. HP |  |  | US36371030 |  | LAB ALASKA | ALASKA Lab; Floor -1 | [7 empty] | Pierpaolo Cammelli | 2023-12-01 | 2024-01-30
| Power Supply | Power Supply | HP | 6038A | Power Supply 0-60 V, 0-10A | Prologix GPIB -> IP |  | US38310889 |  | LAB PVV | PVV lab; Floor -1 |  |  | 10.120.56.59 |  |  |  |  | Pierpaolo Cammelli | 2023-12-01 | 2024-06-30
| Power Supply | Power Supply | HP | 6038A | Power Supply 0-60 V, 0-10A | Prologix GPIB -> IP |  | US38310890 |  | LAB PVV | PVV lab; Floor -1 |  |  | 10.120.56.60 |  |  |  |  | Pierpaolo Cammelli | 2023-12-01 | 2024-06-30
| Power Supply | Power Supply | HP | 6038A | Power Supply 0-60 V, 0-10A HP | Prologix GPIB -> IP |  | US38311167 |  | LAB PVV | PVV lab; Floor -1 |  |  | 10.120.56.51 |  |  |  |  | Pierpaolo Cammelli | 2023-12-01 | 2024-06-30
| Power Supply | Power Supply | HP | 6622A | Power Supply dual output 0-20/4A or 0-50/2A, 80W. | - |  | 3448A03852 |  | MAG.BETE | MAG.BETE (Scaffale,Fila,Mensola) B_2_1
| Power Supply | Power Supply | HP | 6622A | Power Supply dual output 0-20/4A or 0-50/2A, 80W | - |  | 3448A03812 |  | MAG.BETE | MAG.BETE (Scaffale,Fila,Mensola) B_2_1
| Power Supply | Power Supply | HP | 6622A | Power Supply dual output 0-20/4A / 0-50/2A, 80W HP | - |  | 3448A03853 |  | MAG.BETE | MAG.BETE (Scaffale,Fila,Mensola) B_2_1
| Power Supply | Power Supply | HP | 6622A | Power Supply dual output 0-20/4A - 0-50/2A, 80W HP | - |  | 3448A03823 |  | MAG.BETE | MAG.BETE (Scaffale,Fila,Mensola) B_2_1
| Power Supply | Power Supply | HP | 6622A | Power Supply dual output 0-20/4A - 0-50/2A, 80W HP | - |  | 3448A03757 |  | MAG.BETE | MAG.BETE (Scaffale,Fila,Mensola) B_3_1
| Power Supply | Power Supply | HP | 6634B | Power Supply 0-100V / 1A HP | - |  | US37471375 |  | MAG.BETE | MAG.BETE (Scaffale,Fila,Mensola) B_3_1
| Power Supply | Power Supply | HP | 6634A | Power Supply 0-100V / 1A HP | - |  | 2919A01058 |  | MAG.BETE | MAG.BETE (Scaffale,Fila,Mensola) B_3_1
| Power Supply | Power Supply | HP | 6622A | Power Supply dual output 0-20/4A - 0-50/2A, 80W HP | - |  | 3448A03664 |  | MAG.BETE | MAG.BETE (Scaffale,Fila,Mensola) B_3_1
| Power Supply | Power Supply | HP | 6624A | DC Power Supply QUAD OUT 7V-5A 20V-2A 50V-0.8A HP |  |  | 3107A06059 |  | MAG.BETE | MAG.BETE (Scaffale,Fila,Mensola) B_3_1
| Power Supply | Power Supply | HP | 6038A | Power Supply 0-60 V, 0-10A HP | - |  | US38310887 |  | MAG.BETE | MAG.BETE (Scaffale,Mensola) M_1
| Power Supply | Power Supply | HP | 6038A | Power Supply 0-60 V, 0-10A HP | - |  | US38310886 |  | MAG.BETE | MAG.BETE (Scaffale,Mensola) M_1
| Power Supply | Power Supply | HP | 6654A | Power Supply 0-60V / 9A HP | J12 |  | US36390325 |  | MAG.BETE | MAG.BETE (Scaffale,Fila,Mensola) D_4_1
| Power Supply | Power Supply | HP | 6622A | Power Supply dual out 0-20/4A or 0-50/2A, 80W HP | - |  | 3448A03846 |  | MAG.BETE | MAG.BETE (Scaffale,Fila,Mensola) B_2_1
| Power Supply | Power Supply | Konstanter | LSP | Power Supply DUAL 25V 1A, SINGLE 7V/5A KONSTANTER |  |  | HD7399820005 |  | MAG.BETE | MAG.BETE (Scaffale,Mensola) M_1
| Power Supply | Power Supply | Konstanter | PE1648 | DC Power Supply 150V/3A |  |  | 18 |  | MAG.BETE | MAG.BETE (Scaffale,Fila,Mensola) H_2_2
| Power Supply | Power Supply | Larcet | AST 60/6 | Power Supply 0-60V / 10A LARCET | - |  | 21274 |  | MAG.BETE | MAG.BETE (Scaffale,Fila,Mensola) H_2_2
| Power Supply | Power Supply | Larget | AST 60/6 | Power Supply 0-60V / 6A LARGET | - |  | 21271 |  | MAG.BETE | MAG.BETE (Scaffale,Fila,Mensola) H_3_2
| Power Supply | Power Supply | Mascot | 6823 | Power supply 12 W max out • 230 VAC input | Used together DAQ model USB-6008 | 6 | NA |  | MAG.BETE | MAG.BETE (Scaffale,Fila,Mensola) D_2_3
| Power Supply | Power Supply | Oltronix | MB48-10R | DC Power Supply 48V,5/10A OLTRONIX |  |  | N.A |  | MAG.BETE | MAG.BETE (Scaffale,Fila,Mensola) H_1_2
| Power Supply | Power Supply | Power | N6701C | Power Supply.MAIN MODULE. KEYSIGHT |  | 1 | MY56003267 | E/// RADIO | LAB RADIO -1 | RAdio lab; Floor -1
| Power Supply | Power Supply | Power | N6761A | Power Supply, 12. FOR N67001C |  | 1 | MY54002996 | E/// RADIO | LAB RADIO -1 | RAdio lab; Floor -1
| Power Supply | Power Supply | Power | N6761A | Power Supply, 12. FOR N67001C |  | 1 | MY54002998 | E/// RADIO | LAB RADIO -1 | RAdio lab; Floor -1
| Power Supply | Power Supply | Power | N6763A | Power Supply, 9. FOR N67001C |  | 1 | MY53001289 | E/// RADIO | LAB RADIO -1 | RAdio lab; Floor -1
| Power Supply | Power Supply | Power | N6701C | Power Supply.MAIN MODULE. KEYSIGHT |  | 1 | MY56003361 | E/// RADIO | LAB RADIO -1 | RAdio lab; Floor -1
| Power Supply | Power Supply | Power | N6761A | Power Supply, 12. FOR N67001C |  | 1 | MY54002994 | E/// RADIO | LAB RADIO -1 | RAdio lab; Floor -1
| Power Supply | Power Supply | Power | N6761A | Power Supply, 12. FOR N67001C |  | 1 | MY54002995 | E/// RADIO | LAB RADIO -1 | RAdio lab; Floor -1
| Power Supply | Power Supply | Power | N6763A | Power Supply, 9. FOR N67001C |  | 1 | MY53001288 | E/// RADIO | LAB RADIO -1 | RAdio lab; Floor -1
| Power Supply | Power Supply | Toellner | TOE 8851 | Power Supply 5 A (0 V to 64 V) TOELLNER |  |  | 52122 |  | MAG.BETE | MAG.BETE (Scaffale,Mensola) M_1
| Power Supply | Preselector Power Supply | Agilent | 11974-60028 | Preselector Power Supply AGILENT |  |  | 0958 |  | MAG.BETE | MAG.BETE (Scaffale,Mensola) L_3
| Pulse / Function Generator | Function Generator | Agilent | 33250A | FUNCTION Generator Up to 80 MHz AGILENT |  |  | MY40024236 | E TP | LAB ALASKA | ALASKA Lab; Floor -1 | [7 empty] | Pierpaolo Cammelli | 2023-12-01 | 2024-01-30
| Pulse / Function Generator | Function Generator | Agilent | 33220A | FUNCTION Generator up to 20 MHz AGILENT |  |  | MY44041969 |  | MAG.BETE | MAG.BETE (Scaffale,Mensola) D_1_1
| Pulse / Function Generator | Function Generator | Agilent | 33220A | FUNCTION Generator up to 20 MHz AGILENT | 1 |  | MY44057385 |  | LAB CLT | CLT (Scenario 7, Sara) | [7 empty] | Lorenzo Bottazzi | 2023-12-01 | 2024-06-30
| Pulse / Function Generator | Function Generator | Agilent | 33220A | FUNCTION Generator up to 20 MHz AGILENT | 1 |  | MY44057386 |  | LAB CLT | CLT (Scenario 7, Sara) | [7 empty] | Lorenzo Bottazzi | 2023-12-01 | 2024-06-30
| Pulse / Function Generator | FUNCTION Generator | Agilent | 33120A | FUNCTION Generator up to 15 MHz AGILENT | - |  | US36033804 |  | MAG.BETE | MAG.BETE (Scaffale,Fila,Mensola) D_1_1
| Pulse / Function Generator | FUNCTION Generator | Agilent | 33120A | FUNCTION Generator up to 15 MHz AGILENT | OPT 001 |  | US36040280 |  | MAG.BETE | MAG.BETE (Scaffale,Fila,Mensola) D_1_1
| Pulse / Function Generator | FUNCTION Generator | Agilent | 33120A | FUNCTION Generator up to 15 MHz AGILENT | - |  | MY40014057 |  | MAG.BETE | MAG.BETE (Scaffale,Fila,Mensola) D_1_1
| Pulse / Function Generator | FUNCTION Generator | Agilent | 33120A | FUNCTION Generator up to 15 MHz AGILENT | - |  | MY40014063 |  | MAG.BETE | MAG.BETE (Scaffale,Fila,Mensola) D_1_1
| Pulse / Function Generator | FUNCTION Generator | HP | 33120A | FUNCTION Generator up to 15 MHz HP | - |  | US36022841 |  | MAG.BETE | MAG.BETE (Scaffale,Fila,Mensola) D_1_1
| Pulse / Function Generator | FUNCTION Generator | Tektronix | AFG3252 | ARBITRARY FUNCTION Generator 240 MHz TEKTRONIX | - |  | C010452 |  | MAG.BETE | MAG.BETE (Scaffale,Fila,Mensola) D_1_1
| Pulse / Function Generator | PULSE Generator | HP | 81110A+81111A | PULSE Generator - 165 MHz HP | W52 |  | DE38700892 |  | MAG.BETE | MAG.BETE (Scaffale,Fila,Mensola) H_1_1
| Pulse / Function Generator | PULSE Generator | HP | 81110A+81111A | PULSE Generator - 330 MHz HP | W52 |  | DE38700893 |  | MAG.BETE | MAG.BETE (Scaffale,Fila,Mensola) H_1_2
| Pulse / Function Generator | Signal Generator | RHODE & SCHWARZ | FSIQ26 1119.6001.27 | SIGNAL ANALYZER 20Hz to 26.5GHz ROHDE & SCHWARZ | FSE-K10-FS-K3(KO)-FSE-B16-FSK4 |  | 100138 |  | MAG.BETE | MAG.BETE (Scaffale,Mensola) M_3 SOTTO
| Pulse / Function Generator | Signal Generator | Tektronix | AFG3252 | ARBITRARY FUNCTION Generator 240 MHz TEKTRONIX | 2 CHANNELS |  | C010636 |  | MAG.BETE | MAG.BETE (Scaffale,Fila,Mensola) D_1_1
| RF / Microwave Equipment | Attenuator | Agilent | 8156A | Optical Attenuator .AGILENT |  |  | 3328G05186 |  | MAG.BETE | MAG.BETE (Scaffale,Fila,Mensola) I_1_1
| RF / Microwave Equipment | Attenuator | Agilent | 8495G | Attenuator 0 70 DB .SMA CONNECTOR AGILENT |  |  | MY42144485 |  | MAG.BETE | MAG.BETE (Scaffale,Fila,Mensola) F_2_3
| RF / Microwave Equipment | Attenuator | Agilent | 8495G | Attenuator 0 70 DB .SMA CONNECTOR AGILENT |  |  | MY42144486 |  | MAG.BETE | MAG.BETE (Scaffale,Fila,Mensola) F_2_3
| RF / Microwave Equipment | Attenuator | Agilent | 8494G | Attenuator 0 11 DB.SMA CONNECTOR. AGILENT |  |  | MY42144931 |  | MAG.BETE | MAG.BETE (Scaffale,Fila,Mensola) F_2_3
| RF / Microwave Equipment | Attenuator | Agilent | 8494G | Attenuator 0 11 DB.SMA CONNECTOR. AGILENT |  |  | MY42144933 |  | MAG.BETE | MAG.BETE (Scaffale,Fila,Mensola) F_2_3
| RF / Microwave Equipment | Attenuator | Anritsu | MN9605C1 | ANRITSU OPTICAL Attenuator |  |  | M42458 |  | MAG.BETE | MAG.BETE (Scaffale,Fila,Mensola) I_1_1
| RF / Microwave Equipment | Attenuator | Arra | 9684-60s | Att.Variable Attenuator 12.4 - 18.0 Db.ARRA |  | 1 | 905415 | E TP | LAB SW | LAB SW (Davide/Gabriele) | [7 empty] | Davide Gallo Cassarino | 2023-12-01 | 2024-06-30
| RF / Microwave Equipment | Attenuator | Arra | 9684-60s | Att.Variable Attenuator 12.4 - 18.0 Db.ARRA |  | 1 | 905417 | E TP | LAB SW | LAB SW (Davide/Gabriele) | [7 empty] | Davide Gallo Cassarino | 2023-12-01 | 2024-06-30
| RF / Microwave Equipment | Attenuator | Arra | 9684-60s | Att.Variable Attenuator 12.4 - 18.0 Db.ARRA |  | 1 | 905846 | E TP | LAB SW | LAB SW (Davide/Gabriele) | [7 empty] | Davide Gallo Cassarino | 2023-12-01 | 2024-06-30
| RF / Microwave Equipment | Attenuator | Arra | 5955-60AB | ATT.VAR 0-60 DB 4.0-8.5 Ghz ARRA |  | 1 | 1314327 | E TP | LAB SW | LAB SW (Davide/Gabriele) | [7 empty] | Davide Gallo Cassarino | 2023-12-01 | 2024-06-30
| RF / Microwave Equipment | Attenuator | Arra | 5955-60AB | ATT.VAR 0-60 DB 4.0-8.5 Ghz ARRA |  | 1 | 1314328 | E TP | LAB SW | LAB SW (Davide/Gabriele) | [7 empty] | Davide Gallo Cassarino | 2023-12-01 | 2024-06-30
| RF / Microwave Equipment | Attenuator | Arra | 5955-60AB | ATT.VAR 0-60 DB 4.0-8.5 Ghz ARRA |  | 1 | 1314326 | E TP | LAB SW | LAB SW (Davide/Gabriele) | [7 empty] | Davide Gallo Cassarino | 2023-12-01 | 2024-06-30
| RF / Microwave Equipment | Attenuator | Arra | 5955-60AB | ATT.VAR 0-60 DB 4.0-8.5 Ghz ARRA |  | 1 | 1005375 |  | LAB SW | LAB SW (Davide/Gabriele) | [7 empty] | Davide Gallo Cassarino | 2023-12-01 | 2024-06-30
| RF / Microwave Equipment | Attenuator | Arra | 5955-60AB | ATT.VAR 0-60 DB 4.0-8.5 Ghz ARRA |  | 1 | 1005378 |  | LAB SW | LAB SW (Davide/Gabriele) | [7 empty] | Davide Gallo Cassarino | 2023-12-01 | 2024-06-30
| RF / Microwave Equipment | Attenuator | Arra | 5955-60AB | ATT.VAR 0-60 DB 4.0-8.5 Ghz ARRA |  | 1 | 1005377 |  | LAB CLT | LAB CLT (Armadio) | [7 empty] | Lorenzo Bottazzi | 2023-12-01 | 2024-06-30
| RF / Microwave Equipment | Attenuator | Arra | 5955-60AB | ATT.VAR 0-60 DB 4.0-8.5 Ghz ARRA |  | 1 | 1014435 |  | LAB SW | LAB SW (Davide/Gabriele) | [7 empty] | Davide Gallo Cassarino | 2023-12-01 | 2024-06-30
| RF / Microwave Equipment | Attenuator | Arra | 5955-60AB | ATT.VAR 0-60 DB 4.0-8.5 Ghz ARRA |  | 1 | 1014436 |  | LAB SW | LAB SW (Davide/Gabriele) | [7 empty] | Davide Gallo Cassarino | 2023-12-01 | 2024-06-30
| RF / Microwave Equipment | Attenuator | Arra | 5955-60AB | ATT.VAR 0-60 DB 4.0-8.5 Ghz ARRA |  | 1 | 1005376 |  | LAB SW | LAB SW (Davide/Gabriele) | [7 empty] | Davide Gallo Cassarino | 2023-12-01 | 2024-06-30
| RF / Microwave Equipment | Attenuator | Arra | 5955-60AB | ATT.VAR 0-60 DB 4.0-8.5 Ghz ARRA |  | 1 | 1314329 | E TP | LAB SW | LAB SW (Davide/Gabriele) | [7 empty] | Davide Gallo Cassarino | 2023-12-01 | 2024-06-30
| RF / Microwave Equipment | Attenuator | Arra | D9814-40 | ATT.VAR 0-40 DB, 8.0 - 8.0 Ghz | With Option D | 1 | 1314333 | E TP | LAB SW | LAB SW (Davide/Gabriele) | [7 empty] | Davide Gallo Cassarino | 2023-12-01 | 2024-06-30
| RF / Microwave Equipment | Attenuator | Arra | D9814-40 | ATT.VAR 0-40 DB, 8.0 - 8.0 Ghz | With Option D | 1 | 1314331 | E TP | LAB SW | LAB SW (Davide/Gabriele) | [7 empty] | Davide Gallo Cassarino | 2023-12-01 | 2024-06-30
| RF / Microwave Equipment | Attenuator | Arra | D9814-40 | ATT.VAR 0-40 DB, 8.0 - 8.0 Ghz | With Option D | 1 | 1314330 | E TP | LAB SW | LAB SW (Davide/Gabriele) | [7 empty] | Davide Gallo Cassarino | 2023-12-01 | 2024-06-30
| RF / Microwave Equipment | Attenuator | Arra | D9814-40 | ATT.VAR 0-40 DB, 8.0 - 8.0 Ghz | With Option D | 1 | 1314332 | E TP | LAB SW | LAB SW (Davide/Gabriele) | [7 empty] | Davide Gallo Cassarino | 2023-12-01 | 2024-06-30
| RF / Microwave Equipment | Attenuator | Arra | 6-9752-60D | Att.8.0 - 18.0 GHz, 60 dB. ARRA |  | 1 | 1010271 | E TP | MAG.BETE | MAG.BETE (Bancone 4)
| RF / Microwave Equipment | Attenuator | Arra | 6-9752-60D | Att.8.0 - 18.0 GHz, 60 dB. ARRA |  | 1 | 1007153 | E TP | MAG.BETE | MAG.BETE (Bancone 4)
| RF / Microwave Equipment | Attenuator | Atm | AV868-40 | Attn Variable, 14.0-26.5 Ghz. 0-40 dB |  | 1 | S364806z-02 | E TP | LAB CLT | CLT (Scenario 4 in ANRITSU 1230,Lorenzo) | [7 empty] | Lorenzo Bottazzi | 2023-12-01 | 2024-06-30
| RF / Microwave Equipment | Attenuator | Atm | AV868-40 | Attn Variable, 14.0-26.5 Ghz. 0-40 dB |  | 1 | S364806z-03 | E TP | LAB CLT | CLT (Rack XX,in ANRITSU 1230, ex Bob) | [7 empty] | Lorenzo Bottazzi | 2023-12-01 | 2024-06-30
| RF / Microwave Equipment | Attenuator | Atm | AV868-40 | Attn Variable, 14.0-26.5 Ghz. 0-40 dB |  | 1 | S364806z-04 | E TP | LAB CLT | CLT (Rack XX,in ANRITSU 1230, ex Bob) | [7 empty] | Lorenzo Bottazzi | 2023-12-01 | 2024-06-30
| RF / Microwave Equipment | Attenuator | Atm | AV868-40 | Attn Variable, 14.0-26.5 Ghz. 0-40 dB |  | 1 | S364806z-01 | E TP | MAG.BETE | MAG.BETE (Bancone 4)
| RF / Microwave Equipment | Attenuator | Atm | AV869-40 | Attn Variable, 26.5 -40.0 Ghz. 0-40 dB |  | 1 | S364906z-01 | E TP | LAB XHAUL | GRUPPO 5G | [7 empty] | Donato Centrone | 2023-12-01 | 2024-09-30
| RF / Microwave Equipment | Attenuator | Atm | AV869-40 | Attn Variable, 26.5 -40.0 Ghz. 0-40 dB |  | 1 | S364906z-02 | E TP | LAB XHAUL | GRUPPO 5G | [7 empty] | Donato Centrone | 2023-12-01 | 2024-09-30
| RF / Microwave Equipment | Attenuator | Atm | AV869-40 | Attn Variable, 26.5 -40.0 Ghz. 0-40 dB |  | 1 | S364906z-03 | E TP | LAB XHAUL | GRUPPO 5G | [7 empty] | Donato Centrone | 2023-12-01 | 2024-09-30
| RF / Microwave Equipment | Attenuator | Atm | AV869-40 | Attn Variable, 26.5 -40.0 Ghz. 0-40 dB |  | 1 | S364906z-04 | E TP | LAB XHAUL | GRUPPO 5G | [7 empty] | Donato Centrone | 2023-12-01 | 2024-09-30
| RF / Microwave Equipment | Attenuator | Att | 17621 | ATT. 0-60 dB 9,84-15GHz WG UBR 120 - WR75 FLANN | VAR-Auto |  | 150663 |  | LAB SW | LAB SW (Davide/Gabriele) | [7 empty] | Davide Gallo Cassarino | 2023-12-01 | 2024-06-30
| RF / Microwave Equipment | Attenuator | Att | 17621 | ATT. 0-60 dB 9,84-15GHz WG UBR 120 - WR75 FLANN | VAR-Auto |  | 150664 |  | LAB SW | LAB SW (Davide/Gabriele) | [7 empty] | Davide Gallo Cassarino | 2023-12-01 | 2024-06-30
| RF / Microwave Equipment | Attenuator | Flann | 20110 | ATT.0-60 dB 17.6-26.7GHz WG UBR220-WR42 FLANN | VAR-Manual |  | 100047 |  | MAG.BETE | MAG.BETE (Scaffale,Fila,Mensola) I_1_0
| RF / Microwave Equipment | Attenuator | Flann | 22110 | ATT. 0-60 dB 26.4-40GHz WG UBR320 - WR28 FLANN | VAR-Manual |  | 106162 |  | MAG.BETE | MAG.BETE (Scaffale,Fila,Mensola) I_1_0
| RF / Microwave Equipment | Attenuator | Flann | 22110 | ATT. 0-60 dB 26.4-40GHz WG UBR320 - WR28 FLANN | VAR-Manual |  | 724 |  | MAG.BETE | MAG.BETE (Scaffale,Fila,Mensola) I_1_0
| RF / Microwave Equipment | Attenuator | Flann | 15611 | ATT. 0-60 dB WG UBR84 - WR112 FLANN | PROG. VAR-Auto |  | 109773 |  | MAG.BETE | MAG.BETE (Scaffale,Fila,Mensola) I_2_1
| RF / Microwave Equipment | Attenuator | Flann | 15310-02 | 0-50DB WR112 WR-112 ROTARY VANE Attenuator WAVEGUIDE - FLANN |  |  | 110 |  | MAG.BETE | MAG.BETE (Scaffale,Fila,Mensola) I_3_1
| RF / Microwave Equipment | Attenuator | Flann | 22110 | ATT. 0-60 dB 26.4-40GHz WG UBR320 - WR28 FLANN | VAR-Manuale |  | 111107 |  | MAG.BETE | MAG.BETE (Scaffale,Fila,Mensola) I_1_0
| RF / Microwave Equipment | Attenuator | Flann | 20110 | ATT. 0-60 dB 17.6-26.7GHz WG UBR220 -WR42 FLANN | VAR-Manual |  | 1134 |  | MAG.BETE | MAG.BETE (Scaffale,Fila,Mensola) I_1_0
| RF / Microwave Equipment | Attenuator | Flann | 15110 | ATT. 0-60 dB 6.58-10.0GHz WG UBR84 - WR112 FLANN | VAR-Manual |  | 115133 |  | MAG.BETE | MAG.BETE (Scaffale,Fila,Mensola) I_2_1
| RF / Microwave Equipment | Attenuator | Flann | 20110 | ATT. 0-60 dB 17.6-26.7GHz WG UBR220 - WR42 FLANN | VAR-Manual |  | 115613 |  | LAB PVV | LAB (PICAM) | [7 empty] | Pierpaolo Cammelli | 2023-12-01 | 2024-06-30
| RF / Microwave Equipment | Attenuator | Flann | 18110 | ATT. 0-60 dB 11.9-18.0GHz WG UBR140 - WR62 FLANN | VAR-Manual |  | 117915 |  | LAB CLT | CLT (Rack 129,169) | [7 empty] | Lorenzo Bottazzi | 2023-12-01 | 2024-06-30
| RF / Microwave Equipment | Attenuator | Flann | 21110 | ATT. 0-60 dB 21.7-33GHz WG UBR220 - WR42 FLANN | VAR-Manual |  | 119493 |  | LAB CLT | CLT (Rack 129,169) | [7 empty] | Lorenzo Bottazzi | 2023-12-01 | 2024-06-30
| RF / Microwave Equipment | Attenuator | Flann | 15110 | ATT. 0-60 dB 6.58-10.0GHz WG UBR84 - WR112 FLANN | VAR-Manual |  | 119596 |  | MAG.BETE | MAG.BETE (Scaffale,Fila,Mensola) I_2_1
| RF / Microwave Equipment | Attenuator | Flann | 20110 | ATT.0-60 dB 17.6-26.7GHz WG UBR220-WR42 FLANN | VAR-Manual |  | 121438 |  | LAB CLT | CLT (CINQUO) | [7 empty] | Lorenzo Bottazzi | 2023-12-01 | 2024-06-30
| RF / Microwave Equipment | Attenuator | Flann | 21110 | ATT. 0-60 dB 17.6-26.7GHz WG UBR220 - WR42 FLANN | VAR-Manual |  | 124362 |  | MAG.BETE | MAG.BETE (Scaffale,Fila,Mensola) I_1_0
| RF / Microwave Equipment | Attenuator | Flann | 18621 | ATT. 0-60 dB 11,9-18GHz WG UBR 140 - WR FLANN | PROG. VAR-Auto |  | 132750 |  | LAB CLT | CLT (Scenario 7, Sara) | [7 empty] | Lorenzo Bottazzi | 2023-12-01 | 2024-06-30
| RF / Microwave Equipment | Attenuator | Flann | 20621 | ATT 0-60 dB 17,6-26,7GHz WG UBR 220 -WR42 FLANN | PROG. VAR-Auto |  | 135434 |  | LAB SW | LAB SW (Davide/Gabriele) | [7 empty] | Davide Gallo Cassarino | 2023-12-01 | 2024-06-30
| RF / Microwave Equipment | Attenuator | Flann | 14621 | ATT. 0-60 dB 5,38-8,18GHz WG UBR 70 - W FLANN | PROG. VAR-Auto |  | 138595 |  | MAG.BETE | MAG.BETE (Scaffale,Fila,Mensola) I_3_1
| RF / Microwave Equipment | Attenuator | Flann | 14621 | ATT. 0-60 dB 5,38-8,18GHz WG UBR 70 - W FLANN | PROG. VAR-Auto |  | 138596 |  | MAG.BETE | MAG.BETE (Scaffale,Fila,Mensola) I_3_1
| RF / Microwave Equipment | Attenuator | Flann | 18621 | ATT. 0-60 dB 11,9-18GHz WG UBR 140 - WR FLANN | PROG. VAR-Auto |  | 138668 |  | LAB CLT | CLT (Sceanario 7,Sara) | [7 empty] | Lorenzo Bottazzi | 2023-12-01 | 2024-06-30
| RF / Microwave Equipment | Attenuator | Flann | 20621 | ATT 0-60 dB 17,6-26,7GHz WG UBR 220 -WR42 FLANN | PROG. VAR-Auto |  | 147754 |  | LAB SW | LAB SW (Davide/Gabriele) | [7 empty] | Davide Gallo Cassarino | 2023-12-01 | 2024-06-30
| RF / Microwave Equipment | Attenuator | Flann | 20110 | ATT. 0-60 dB 17.6-26.7GHz WG UBR220 -WR42 FLANN | VAR-Manual |  | 175850 |  | LAB SW | LAB SW (Davide/Gabriele) | [7 empty] | Davide Gallo Cassarino | 2023-12-01 | 2024-06-30
| RF / Microwave Equipment | Attenuator | Flann | 20621 | ATT 0-60 dB 17,6-26,7GHz WG UBR 220 -WR42 FLANN | PROG. VAR-Auto | 1 | 178915 | E TP | LAB SW | LAB SW (Davide/Gabriele) | [7 empty] | Davide Gallo Cassarino | 2023-12-01 | 2024-06-30
| RF / Microwave Equipment | Attenuator | Flann | 20621 | ATT 0-60 dB 17,6-26,7GHz WG UBR 220 -WR42 FLANN | PROG. VAR-Auto |  | 180914 | E TP | LAB CLT | CLT (Rack 22) | [7 empty] | Lorenzo Bottazzi | 2023-12-01 | 2024-06-30
| RF / Microwave Equipment | Attenuator | Flann | 20621 | ATT 0-60 dB 17,6-26,7GHz WG UBR 220 -WR42 FLANN | PROG. VAR-Auto |  | 180915 | E TP | LAB CLT | CLT (Rack 22) | [7 empty] | Lorenzo Bottazzi | 2023-12-01 | 2024-06-30
| RF / Microwave Equipment | Attenuator | Flann | 14621 | ATT. 0-60 dB 5,38-8,18GHz WG UBR 70 - W FLANN | PRO. VAR-Auto |  | 180918 |  | MAG.BETE | MAG.BETE (Scaffale,Fila,Mensola) I_3_1
| RF / Microwave Equipment | Attenuator | Flann | 17621 | ATT. 0-60 dB 9,84-15GHz WG UBR 120 - WR75 FLANN |  |  | 213549 |  | LAB SW | LAB SW (Davide/Gabriele) | [7 empty] | Davide Gallo Cassarino | 2023-12-01 | 2024-06-30
| RF / Microwave Equipment | Attenuator | Flann | 17621 | ATT. 0-60 dB 9,84-15GHz WG UBR 120 - WR75 FLANN |  | 1 | 181110 | E TP | LAB SW | LAB SW (Davide/Gabriele) | [7 empty] | Davide Gallo Cassarino | 2023-12-01 | 2024-06-30
| RF / Microwave Equipment | Attenuator | Flann | 17621 | ATT. 0-60 dB 9,84-15GHz WG UBR 120 - WR75 FLANN |  | 1 | 181112 | E TP | LAB SW | LAB SW (Davide/Gabriele) | [7 empty] | Davide Gallo Cassarino | 2023-12-01 | 2024-06-30
| RF / Microwave Equipment | Attenuator | Flann | 20621 | ATT 0-60 dB 17,6-26,7GHz WG UBR 220 -WR42 FLANN | PROG. VAR-Auto |  | 181203 |  | LAB SW | LAB SW (Davide/Gabriele) | [7 empty] | Davide Gallo Cassarino | 2023-12-01 | 2024-06-30
| RF / Microwave Equipment | Attenuator | Flann | 20110 | ATT. 0-60 dB 17.6-26.7GHz WG UBR220 -WR42 FLANN | VAR-Manual |  | 186204 |  | LAB SW | LAB SW (Davide/Gabriele) | [7 empty] | Davide Gallo Cassarino | 2023-12-01 | 2024-06-30
| RF / Microwave Equipment | Attenuator | Flann | 20110 | ATT.0-60 dB 17.6-26.7GHz WG UBR220-WR42 FLANN | VAR-Manual |  | 186205 |  | LAB SW | LAB SW (Davide/Gabriele) | [7 empty] | Davide Gallo Cassarino | 2023-12-01 | 2024-06-30
| RF / Microwave Equipment | Attenuator | Flann | 20110 | ATT.0-60 dB 17.6-26.7GHz WG UBR220-WR42 FLANN | VAR-Manual |  | 186314 |  | LAB PVV | LAB (PICAM) | [7 empty] | Pierpaolo Cammelli | 2023-12-01 | 2024-06-30
| RF / Microwave Equipment | Attenuator | Flann | 20110 | ATT.0-60 dB 17.6-26.7GHz WG UBR220-WR42 FLANN | VAR-Manual |  | 188491 |  | LAB PVV | LAB (PICAM) | [7 empty] | Pierpaolo Cammelli | 2023-12-01 | 2024-06-30
| RF / Microwave Equipment | Attenuator | Flann | 20110 | ATT.0-60 dB 17.6-26.7GHz WG UBR220-WR42 FLANN | VAR-Manual |  | 188492 |  | Dove ? | Dove ?
| RF / Microwave Equipment | Attenuator | Flann | 15621 | ATT. 0.60dB WR112 - UBR84 - FLANN. 6.58 - 10.0 Ghz | PROG. VAR |  | 189286 |  | MAG.BETE | MAG.BETE (Scaffale,Fila,Mensola) I_2_1
| RF / Microwave Equipment | Attenuator | Flann | 15621 | ATT. 0.60dB WR112 - UBR84 - FLANN. 6.58 - 10.0 Ghz | PROG. VAR. |  | 189287 |  | MAG.BETE | MAG.BETE (Scaffale,Fila,Mensola) I_2_1
| RF / Microwave Equipment | Attenuator | Flann | 15621 | ATT. 0.60dB WR112 - UBR84 - FLANN. 6.58 - 10.0 Ghz | PROG. VAR |  | 189288 |  | MAG.BETE | MAG.BETE (Scaffale,Fila,Mensola) I_2_1
| RF / Microwave Equipment | Attenuator | Flann | 15621 | ATT. 0.60dB WR112 - UBR84 - FLANN. 6.58 - 10.0 Ghz | PROG. VAR. |  | 189289 |  | MAG.BETE | MAG.BETE (Scaffale,Fila,Mensola) I_2_1
| RF / Microwave Equipment | Attenuator | Flann | 14621 | ATT. 0-60 dB 5,38-8,18GHz WG UBR 70 - W FLANN | PROG. VAR-Auto |  | 189290 |  | MAG.BETE | MAG.BETE (Scaffale,Fila,Mensola) I_3_1
| RF / Microwave Equipment | Attenuator | Flann | 14621 | ATT. 0-60 dB 5,38-8,18GHz WG UBR 70 - W FLANN | PROG. VAR-Auto |  | 189291 |  | LAB ALASKA | ALASKA Lab; Floor -1 | [7 empty] | Pierpaolo Cammelli | 2023-12-01 | 2024-01-30
| RF / Microwave Equipment | Attenuator | Flann | 14621 | ATT. 0-60 dB 5,38-8,18GHz WG UBR 70 - W FLANN | PROG. VAR-Auto |  | 189292 |  | LAB ALASKA | ALASKA Lab; Floor -1 | [7 empty] | Pierpaolo Cammelli | 2023-12-01 | 2024-01-30
| RF / Microwave Equipment | Attenuator | Flann | 20621 | ATT 0-60 dB 17,6-26,7GHz WG UBR 220 -WR42 FLANN | PROG. VAR-Auto |  | 192096 |  | LAB SW | LAB SW (Davide/Gabriele) | [7 empty] | Davide Gallo Cassarino | 2023-12-01 | 2024-06-30
| RF / Microwave Equipment | Attenuator | Flann | 12110 | VAR ATT 0-60dB WR187 UDR48 3.94-5.99GHz - FLANN | VAR-Manuale |  | 194982 |  | MAG.BETE | MAG.BETE (Scaffale,Fila,Mensola) I_0_1
| RF / Microwave Equipment | Attenuator | Flann | 12110 | VAR ATT 0-60dB WR187 UDR48 3.94-5.99GHz - FLANN | VAR-Manuale |  | 194983 |  | MAG.BETE | MAG.BETE (Scaffale,Fila,Mensola) I_0_1
| RF / Microwave Equipment | Attenuator | Flann | 12621 | VAR ATT 0-60dB WR187 UDR48 3.94-5.99GHz - FLANN | PROG VAR ATT |  | 195097 |  | MAG.BETE | MAG.BETE (Scaffale,Fila,Mensola) I_0_1
| RF / Microwave Equipment | Attenuator | Flann | 12621 | VAR ATT 0-60dB WR187 UDR48 3.94-5.99GHz - FLANN | PROG VAR ATT |  | 195098 |  | MAG.BETE | MAG.BETE (Scaffale,Fila,Mensola) I_0_1
| RF / Microwave Equipment | Attenuator | Flann | 20621 | ATT 0-60 dB 17,6-26,7GHz WG UBR 220 -WR42 FLANN | PROG. VAR-Auto |  | 196495 |  | LAB CLT | CLT (Lorenzo Scenario 4) | [7 empty] | Lorenzo Bottazzi | 2023-12-01 | 2024-06-30
| RF / Microwave Equipment | Attenuator | Flann | 17621 | ATT. 0-60 dB 9,84-15GHz WG UBR 120 - WR75 FLANN | VAR-Auto |  | 202276 |  | LAB CLT | CLT (Scenario 8, Nick ) | [7 empty] | Lorenzo Bottazzi | 2023-12-01 | 2024-06-30
| RF / Microwave Equipment | Attenuator | Flann | 17621 | ATT. 0-60 dB 9,84-15GHz WG UBR 120 - WR75 FLANN | VAR-Auto |  | 202277 |  | LAB CLT | CLT (Scenario 8, Nick ) | [7 empty] | Lorenzo Bottazzi | 2023-12-01 | 2024-06-30
| RF / Microwave Equipment | Attenuator | Flann | 25110 | ATT. 0-60 dB 49.9 - 75.8 25WG, 620R, 15WR. FLANN |  |  | 202728 |  | MAG.BETE | MAG.BETE (Scaffale,Fila,Mensola) I_1_0
| RF / Microwave Equipment | Attenuator | Flann | 12621 | VAR ATT 0-60dB WR187 UDR48 3.94-5.99GHz - FLANN | PROG VAR ATT |  | 204400 |  | MAG.BETE | MAG.BETE (Scaffale,Fila,Mensola) I_0_1
| RF / Microwave Equipment | Attenuator | Flann | 18621 | ATT. 0-60 dB 11,9-18GHz WG UBR 140 - WR FLANN | PROG. VAR-Auto |  | 213547 |  | LAB CLT | CLT (Scenario 7, Sara) | [7 empty] | Lorenzo Bottazzi | 2023-12-01 | 2024-06-30
| RF / Microwave Equipment | Attenuator | Flann | 21621 | ATT. 0-60 dB 21.7-33GHz WG UBR 260 FLANN |  |  | 224964 | E TP | LAB CLT | CLT (Rack 12) | [7 empty] | Lorenzo Bottazzi | 2023-12-01 | 2024-06-30
| RF / Microwave Equipment | Attenuator | Flann | 18621 | ATT. 0-60 dB 11,9-18GHz WG UBR 140 - WR FLANN |  |  | 226710 | E TP | LAB CLT | CLT (Rack 129,169) | [7 empty] | Lorenzo Bottazzi | 2023-12-01 | 2024-06-30
| RF / Microwave Equipment | Attenuator | Flann | 18621 | ATT. 0-60 dB 11,9-18GHz WG UBR 140 - WR FLANN |  |  | 226711 | E TP | LAB CLT | CLT (Rack 129,169) | [7 empty] | Lorenzo Bottazzi | 2023-12-01 | 2024-06-30
| RF / Microwave Equipment | Attenuator | Flann | 18621 | ATT. 0-60 dB 11,9-18GHz WG UBR 140 - WR FLANN |  |  | 226712 | E TP | LAB CLT | CLT (Rack 12) | [7 empty] | Lorenzo Bottazzi | 2023-12-01 | 2024-06-30
| RF / Microwave Equipment | Attenuator | Flann | 20110 | ATT.0-60 dB 17.6-26.7GHz WG UBR220-WR42 FLANN | VAR-Manual |  | 502 |  | MAG.BETE | MAG.BETE (Scaffale,Fila,Mensola) I_1_0
| RF / Microwave Equipment | Attenuator | Flann | 22110 | VAR. ATT. 0-60 dB WG UBR320 - WR28 FLANN | - |  | 876 |  | MAG.BETE | MAG.BETE (Scaffale,Fila,Mensola) I_1_0
| RF / Microwave Equipment | Attenuator | Flann | 22110 | ATT. 0-60 dB WG UBR320 - WR28 FLANN | VAR-Manual |  | 949 |  | MAG.BETE | MAG.BETE (Scaffale,Fila,Mensola) I_1_0
| RF / Microwave Equipment | Attenuator | Flann | 22110 | ATT. 0-60 dB WG UBR320 - WR28 FLANN | VAR-Manual |  | 957 |  | LAB PVV | PVV lab; Floor -1 | [7 empty] | Pierpaolo Cammelli | 2023-12-01 | 2024-06-30
| RF / Microwave Equipment | Attenuator | Flann | 22110 | ATT. 0-60 dB WG UBR320 - WR28 FLANN | VAR-Manual |  | 958 |  | MAG.BETE | MAG.BETE (Scaffale,Fila,Mensola) I_1_0
| RF / Microwave Equipment | Attenuator | Flann | 22110 | ATT. 0-60 dB WG UBR320 - WR28 FLANN | VAR-Manual |  | 959 |  | MAG.BETE | MAG.BETE (Scaffale,Fila,Mensola) I_1_0
| RF / Microwave Equipment | Attenuator | Flann | 20621 | ATT 0-60 dB 17,6-26,7GHz WG UBR 220 -WR42 FLANN | PROG. VAR-Auto |  | 147755 |  | LAB CLT | Rack 19 (CLT) | [7 empty] | Lorenzo Bottazzi | 2023-12-01 | 2024-06-30
| RF / Microwave Equipment | Attenuator | Flann | 20621 | ATT 0-60 dB 17,6-26,7GHz WG UBR 220 -WR42 FLANN | PROG. VAR-Auto |  | 181202 |  | LAB CLT | Rack 19 (CLT) | [7 empty] | Lorenzo Bottazzi | 2023-12-01 | 2024-06-30
| RF / Microwave Equipment | Attenuator | Flann | 14621 | ATT. 0-60 dB 5,38-8,18GHz WG UBR 70 - W FLANN | PROG. VAR-Auto |  | 254733 | E TP | LAB CLT | CLT (Rack 129,169) | [7 empty] | Lorenzo Bottazzi | 2023-12-01 | 2024-06-30
| RF / Microwave Equipment | Attenuator | Flann | 14622 | ATT. 0-60 dB 5,38-8,18GHz WG UBR 70 - W FLANN | PROG. VAR-Auto |  | 254734 | E TP | LAB CLT | CLT (Rack 129,169) | [7 empty] | Lorenzo Bottazzi | 2023-12-01 | 2024-06-30
| RF / Microwave Equipment | Attenuator | Flann | 226224-8969 | ATT. 0-60 dB 26,4 -40,0GHz WG 22 (WR 28) FLANN |  | 1 | 243304 | E TP | MAG.BETE | MAG.BETE (Scaffale,Fila,Mensola) I_2_1
| RF / Microwave Equipment | Attenuator | Flann | 226224-8969 | ATT. 0-60 dB 26,4 -40,0GHz WG 22 (WR 28) FLANN |  | 1 | 243305 | E TP | MAG.BETE | MAG.BETE (Scaffale,Fila,Mensola) I_2_1
| RF / Microwave Equipment | Attenuator | Flann | 226224-8969 | ATT. 0-60 dB 26,4 -40,0GHz WG 22 (WR 28) FLANN |  | 1 | 243307 | E TP | MAG.BETE | MAG.BETE (Scaffale,Fila,Mensola) I_2_1
| RF / Microwave Equipment | Attenuator | Flann | 20624-8828 | ATT. 0-60 dB 17.6 - 26.7 GHz WG 20 (WR 42) FLANN |  | 1 | 243298 | E TP | LAB CLT | CLT (Scenario 4 in Lorenzo) | [7 empty] | Lorenzo Bottazzi | 2023-12-01 | 2024-06-30
| RF / Microwave Equipment | Attenuator | Flann | 20624-8828 | ATT. 0-60 dB 17.6 - 26.7 GHz WG 20 (WR 42) FLANN |  | 1 | 243296 | E TP | LAB CLT | CLT (Scenario 4 in Lorenzo) | [7 empty] | Lorenzo Bottazzi | 2023-12-01 | 2024-06-30
| RF / Microwave Equipment | Attenuator | Flann | 20624-8828 | ATT. 0-60 dB 17.6 - 26.7 GHz WG 20 (WR 42) FLANN |  | 1 | 243297 | E TP | LAB PVV | PVV lab; Floor -1 | [7 empty] | Pierpaolo Cammelli | 2023-12-01 | 2024-06-30
| RF / Microwave Equipment | Attenuator | Flann | 20624-8828 | ATT. 0-60 dB 17.6 - 26.7 GHz WG 20 (WR 42) FLANN |  | 1 | 243299 | E TP | LAB CLT | CLT (Rack Giovanni Bagnara) | [7 empty] | Lorenzo Bottazzi | 2023-12-01 | 2024-06-30
| RF / Microwave Equipment | Attenuator | Flann | 17621 | ATT. 0-60 dB 9,84-15GHz WG UBR 120 - WR75 FLANN |  | 1 | 181111 | E TP | MAG.BETE | MAG.BETE (Scaffale,Fila,Mensola) I_2_0
| RF / Microwave Equipment | Attenuator | Flann | 20110 | ATT.0-60 dB 17.6-26.7GHz WG UBR220-WR42 FLANN | VAR-Manual | 1 | 625 |  | LAB SW | LAB SW (Davide/Gabriele) | [7 empty] | Davide Gallo Cassarino | 2023-12-01 | 2024-06-30
| RF / Microwave Equipment | Attenuator | Flann | 145-80 | Precision Attenuator |  | 1 | 262882 | E TP | LAB ALASKA | ALASKA Lab; Floor -1 | [7 empty] | Pierpaolo Cammelli | 2023-12-01 | 2024-01-30
| RF / Microwave Equipment | Attenuator | Flann | 145-80 | Precision Attenuator |  | 1 | 262880 | E TP | LAB ALASKA | ALASKA Lab; Floor -1 | [7 empty] | Pierpaolo Cammelli | 2023-12-01 | 2024-01-30
| RF / Microwave Equipment | Attenuator | Flann | 145-80 | Precision Attenuator |  | 1 | 262879 | E TP | LAB ALASKA | ALASKA Lab; Floor -1 | [7 empty] | Pierpaolo Cammelli | 2023-12-01 | 2024-01-30
| RF / Microwave Equipment | Attenuator | Flann | 145-80 | Precision Attenuator |  | 1 | 262881 | E TP | LAB ALASKA | ALASKA Lab; Floor -1 | [7 empty] | Pierpaolo Cammelli | 2023-12-01 | 2024-01-30
| RF / Microwave Equipment | Attenuator | Flann | 14020 | Attn, Variable WG14 (WR137) |  | 1 | 262883 | E TP | LAB ALASKA | ALASKA Lab; Floor -1 | [7 empty] | Pierpaolo Cammelli | 2023-12-01 | 2024-01-30
| RF / Microwave Equipment | Attenuator | Flann | 14020 | Attn, Variable WG14 (WR137) |  | 1 | 262884 | E TP | LAB ALASKA | ALASKA Lab; Floor -1 | [7 empty] | Pierpaolo Cammelli | 2023-12-01 | 2024-01-30
| RF / Microwave Equipment | Attenuator | Flann | 24110 | Attn. Flann 40 GHz to 60 GHz. 0-60 dB |  | 1 | 185155 |  | MAG.BETE | MAG.BETE (Scaffale,Fila,Mensola) I_2_1
| RF / Microwave Equipment | Attenuator | General Microwave | D1968B | RF pin diode Attenuator |  | 1 | NA | E TP | MAG.BETE | MAG.BETE (Bancone 4)
| RF / Microwave Equipment | Attenuator | General Microwave | D1968B | RF pin diode Attenuator |  | 1 | NA | E TP | MAG.BETE | MAG.BETE (Bancone 4)
| RF / Microwave Equipment | Attenuator | General Microwave | D1968B | RF pin diode Attenuator |  | 1 | NA | E TP | MAG.BETE | MAG.BETE (Bancone 4)
| RF / Microwave Equipment | Attenuator | General Microwave | D1968B | RF pin diode Attenuator |  | 1 | NA | E TP | MAG.BETE | MAG.BETE (Bancone 4)
| RF / Microwave Equipment | Attenuator | General Microwave | D1968B | RF pin diode Attenuator |  | 1 | 1403173 | E TP | LAB ALASKA | ALASKA Lab; Floor -1 | [7 empty] | Pierpaolo Cammelli | 2023-12-01 | 2024-01-30
| RF / Microwave Equipment | Attenuator | General Microwave | D1968B | RF pin diode Attenuator |  | 1 | 1403172 | E TP | LAB ALASKA | ALASKA Lab; Floor -1 | [7 empty] | Pierpaolo Cammelli | 2023-12-01 | 2024-01-30
| RF / Microwave Equipment | Attenuator | HP | J382A | Attenuator,VAR. 5,8 -8,2 Ghz. HP |  |  | 1226 |  | MAG.BETE | MAG.BETE (Scaffale,Fila,Mensola) I_0_0
| RF / Microwave Equipment | Attenuator | HP | J382A | Attenuator,VAR. 5,8 -8,2 Ghz. HP |  |  | 14586 |  | MAG.BETE | MAG.BETE (Scaffale,Fila,Mensola) I_0_0
| RF / Microwave Equipment | Attenuator | HP | J382A | Attenuator,VAR. 5,8 -8,2 Ghz. HP |  |  | 8915 |  | MAG.BETE | MAG.BETE (Scaffale,Fila,Mensola) I_0_0
| RF / Microwave Equipment | Attenuator | HP | J382A | Attenuator,VAR. 5,8 -8,2 Ghz. HP |  |  | 9633 |  | MAG.BETE | MAG.BETE (Scaffale,Fila,Mensola) I_0_0
| RF / Microwave Equipment | Attenuator | HP | J382A | Attenuator,VAR. 5,8 -8,2 Ghz. HP |  |  | 8043 |  | MAG.BETE | MAG.BETE (Scaffale,Fila,Mensola) I_0_0
| RF / Microwave Equipment | Attenuator | HP | R382A | VARIABLE Attenuator 26.5-40GHz. HP |  |  | 2452 |  | MAG.BETE | MAG.BETE (Scaffale,Fila,Mensola) I_2_0
| RF / Microwave Equipment | Attenuator | Keysight | 84905 | Programmable Step Attenuator, 50 GHz, 60 dB, 10 dB Steps |  | 1 | MY52300351 |  | MAG.BETE | MAG.BETE (Scaffale,Fila,Mensola) F_2_3
| RF / Microwave Equipment | Attenuator | Keysight | 8769M | Multiport Coaxial Switch, DC to 50 GHz, SP6T |  | 1 | MY52300370 |  | MAG.BETE | MAG.BETE (Scaffale,Fila,Mensola) F_2_3
| RF / Microwave Equipment | Attenuator | Quasar | QVA22C0B402 | PROGRAMMABLE VANE ROTARY Attenuator QUASAR |  |  | 47931/1 |  | MAG.BETE | MAG.BETE (Scaffale,Fila,Mensola) I_1_1
| RF / Microwave Equipment | Attenuator | Quasar | QVA22C0B402 | PROGRAMMABLE VANE ROTARY Attenuator QUASAR |  |  | 47931/2 |  | MAG.BETE | MAG.BETE (Scaffale,Fila,Mensola) I_1_1
| RF / Microwave Equipment | Attenuator | W&G | OLA-15 | OPTICAL Attenuator WANDEL & GOLTERMANN | - |  | X-0057 |  | MAG.BETE | CASSETTIERA B5
| RF / Microwave Equipment | Attenuator | Weinschel | WA90-30-21-LIM | Fixed Attenuator, 50.0W,30 dB 18.0 GHz |  | 2 | NA |  | LAB ALASKA | ALASKA Lab; Floor -1 | [7 empty] | Pierpaolo Cammelli | 2023-12-01 | 2024-01-30
| RF / Microwave Equipment | Attenuator | Weinschel | WA74-20-1112-LIM | Fixed Attenuator, 25.0W,10 dB 26.5 GHz |  | 2 | NA |  | LAB ALASKA | ALASKA Lab; Floor -1 | [7 empty] | Pierpaolo Cammelli | 2023-12-01 | 2024-01-30
| RF / Microwave Equipment | Attenuator Controller | Flann | CP9241JN/Y/C/2 | CONTROLLER PER x610/611 MICROWAVE FLANN |  |  | 909 |  | MAG.BETE | MAG.BETE (Scaffale,Fila,Mensola) I_3_0
| RF / Microwave Equipment | Attenuator Switch | Agilent | 11713C | Attenuator Switch DRIVER AGILENT |  |  | MY47360656 |  | MAG.BETE | MAG.BETE (Scaffale,Fila,Mensola) F_1_3
| RF / Microwave Equipment | Attenuator Switch | HP | 11713A | Attenuator Switch DRIVER HP |  |  | 3439A02503 |  | MAG.BETE | MAG.BETE (Scaffale,Fila,Mensola) F_1_3
| RF / Microwave Equipment | Attenuator Switch | HP | 11713A | Attenuator/Switch DRIVER HP |  |  | 3748A05788 |  | MAG.BETE | MAG.BETE (Scaffale,Fila,Mensola) F_1_3
| RF / Microwave Equipment | Attenuator Switch | HP | 11713A | Attenuator/Switch DRIVER HP |  |  | 2508A05400 |  | MAG.BETE | MAG.BETE (Scaffale,Fila,Mensola) F_1_3
| RF / Microwave Equipment | Attenuator Switch | HP | 11713A | Attenuator Switch DRIVER AGILENT | - |  | 3748A07116 |  | MAG.BETE | MAG.BETE (Scaffale,Fila,Mensola) F_1_3
| RF / Microwave Equipment | Calibration Kit | RF- Lamda | 85056A | Calibration Kit 2.4mm HP | - |  | 3101A01617 |  | LAB RADIO -1 | RAdio lab; Floor -1 | 2008-11-24
| RF / Microwave Equipment | Coaxial Detector | Agilent | 85025D | Coaxial Detector .01-50 GHz AGILENT |  |  | MY44420852 |  | MAG.BETE | MAG.BETE (Scaffale,Fila,Mensola) D_1_3
| RF / Microwave Equipment | Coaxial Detector | Agilent | 85025D | Coaxial Detector .01-50 GHz AGILENT | - |  | US38012198 |  | MAG.BETE | MAG.BETE (Scaffale,Fila,Mensola) D_1_3
| RF / Microwave Equipment | Coaxial Detector | Agilent | 85025D | Coaxial Detector .01-50 GHz AGILENT |  |  | US38012200 |  | MAG.BETE | MAG.BETE (Scaffale,Fila,Mensola) D_1_3
| RF / Microwave Equipment | Coaxial Detector | Agilent | 85025D | Coaxial Detector .01-50 GHz AGILENT | - |  | US38013524 |  | MAG.BETE | MAG.BETE (Scaffale,Fila,Mensola) D_1_3
| RF / Microwave Equipment | Control Attenuator | Flann | CP9241JN | CP9241JN ControlPROCESSOR |  |  | 107470 |  | MAG.BETE | MAG.BETE (Scaffale,Fila,Mensola) I_3_0
| RF / Microwave Equipment | Control Attenuator | Flann | CP2020 | CONTROLLER PER xx621 FLANN | Auto |  | 138584 |  | MAG.BETE | MAG.BETE (Scaffale,Fila,Mensola) I_3_0
| RF / Microwave Equipment | Control Attenuator | Flann | CP2020 | CONTROLLER PER xx621 FLANN MICROWAVE | Sopra 12°C lo strumento può fallire il restart/Lavora solo in locale(non remotizzabile) |  | 139252 |  | LAB ALASKA | ALASKA Lab; Floor -1 | [7 empty] | Pierpaolo Cammelli | 2023-12-01 | 2024-01-30
| RF / Microwave Equipment | Control Attenuator | Flann | CP2020 | CONTROLLER PER xx621 FLANN MICROWAVE | Auto |  | 150649 |  | LAB CLT | CLT (Rack 129,169) | [7 empty] | Lorenzo Bottazzi | 2023-12-01 | 2024-06-30
| RF / Microwave Equipment | Control Attenuator | Flann | CP2021 | CONTROLLER PER xx621 FLANN MICROWAVE | Auto |  | 262275 |  | LAB CLT | CLT (Rack 129,169) | [7 empty] | Lorenzo Bottazzi | 2023-12-01 | 2024-06-30
| RF / Microwave Equipment | Control Attenuator | Flann | CP2020 | CONTROLLER PER xx621 FLANN MICROWAVE | Auto |  | 160672 |  | MAG.BETE | MAG.BETE (Scaffale,Fila,Mensola) I_3_0
| RF / Microwave Equipment | Control Attenuator | Flann | CP2020 | C.P. PER 200/600 PROGRAMABLE Attenuator FLANN | PRO. VAR-Auto |  | 180858 |  | LAB SW | LAB SW (Davide/Gabriele) | [7 empty] | Davide Gallo Cassarino | 2023-12-01 | 2024-06-30
| RF / Microwave Equipment | Control Attenuator | Flann | CP2020 | C.P. PER 200/600 PROGRAMABLE Attenuator FLANN | PRO. VAR-Auto |  | 180859 |  | LAB CLT | CLT (Scenario 7, Sara) | [7 empty] | Lorenzo Bottazzi | 2023-12-01 | 2024-06-30
| RF / Microwave Equipment | Control Attenuator | Flann | CP2020 | C.P. PER 200/600 PROGRAMABLE Attenuator FLANN |  | 1 | 181032 | E TP | LAB SW | LAB SW (Davide/Gabriele) | [7 empty] | Davide Gallo Cassarino | 2023-12-01 | 2024-06-30
| RF / Microwave Equipment | Control Attenuator | Flann | CP2020 | CONTROLLER PER xx621 FLANN MICROWAVE FLANN |  |  | 181033 | E TP | LAB CLT | CLT (Scenario 8, Nick) | [7 empty] | Lorenzo Bottazzi | 2023-12-01 | 2024-06-30
| RF / Microwave Equipment | Control Attenuator | Flann | CP2020 | C.P. PER 200/600 PROGRAMABLE Attenuator FLANN | PRO. VAR-Auto |  | 189284 |  | MAG.BETE | MAG.BETE (Scaffale,Fila,Mensola) I_3_0
| RF / Microwave Equipment | Control Attenuator | Flann | CP2020 | C.P. PER 200/600 PROGRAMABLE Attenuator FLANN | PRO. VAR-Auto |  | 189285 |  | MAG.BETE | MAG.BETE (Scaffale,Fila,Mensola) I_3_0
| RF / Microwave Equipment | Control Attenuator | Flann | CP2020 | CONTROLLER PER xx621 FLANN |  |  | 195338 |  | LAB CLT | CLT (Scenario 7, Sara) | [7 empty] | Lorenzo Bottazzi | 2023-12-01 | 2024-06-30
| RF / Microwave Equipment | Control Attenuator | Flann | CP2020 | C.P. PER 200/600 PROGRAMABLE Attenuator FLANN |  |  | 196589 |  | LAB SW | LAB SW (Davide/Gabriele) | [7 empty] | Davide Gallo Cassarino | 2023-12-01 | 2024-06-30
| RF / Microwave Equipment | Control Attenuator | Flann | CP2021 | CONTROLLER PER xx621 FLANN |  |  | 207913 |  | MAG.BETE | MAG.BETE (Scaffale,Fila,Mensola) I_3_0
| RF / Microwave Equipment | Control Attenuator | Flann | CP2021 | CONTROLLER PER xx621 FLANN |  |  | 208440 |  | MAG.BETE | MAG.BETE (Scaffale,Fila,Mensola) I_3_0
| RF / Microwave Equipment | Control Attenuator | Flann | CP2021 | CONTROLLER PER xx621 FLANN - PO9201778611 |  |  | 225998 | E TP | LAB CLT | CLT (Scenario 8, Nick ) | [7 empty] | Lorenzo Bottazzi | 2023-12-01 | 2024-06-30
| RF / Microwave Equipment | Control Attenuator | Flann | CP8242 | ControlPROCESSOR Attenuator |  |  | 499 |  | MAG.BETE | MAG.BETE (Scaffale,Fila,Mensola) I_3_0
| RF / Microwave Equipment | Control Attenuator | Flann | CP2020 | CONTROLLER PER xx621 FLANN MICROWAVE | Auto |  | 181031 |  | LAB CLT | Rack 19 (CLT) | [7 empty] | Lorenzo Bottazzi | 2023-12-01 | 2024-06-30
| RF / Microwave Equipment | Control Attenuator | Flann | CP2020 | CONTROLLER PER xx621 FLANN MICROWAVE | Auto |  | 150650 |  | LAB CLT | Rack 19 (CLT) | [7 empty] | Lorenzo Bottazzi | 2023-12-01 | 2024-06-30
| RF / Microwave Equipment | Coupler | Arra | 5-6174-10 | Arra Coupler 10dB |  | 1 | NA | E TP | MAG.BETE | MAG.BETE (Bancone 4)
| RF / Microwave Equipment | Coupler | Arra | 5-6174-10 | Arra Coupler 10dB |  | 1 | NA | E TP | MAG.BETE | MAG.BETE (Bancone 4)
| RF / Microwave Equipment | Coupler | Arra | 5-6174-101 | Arra Coupler 10dB |  | 1 | NA | E TP | MAG.BETE | MAG.BETE (Bancone 4)
| RF / Microwave Equipment | Coupler | Arra | 5-6174-10 | Arra Coupler 10dB |  | 1 | NA | E TP | MAG.BETE | MAG.BETE (Bancone 4)
| RF / Microwave Equipment | Coupler | Arra | 5-6174-10 | Arra Coupler 10dB |  | 1 | NA | E TP | MAG.BETE | MAG.BETE (Bancone 4)
| RF / Microwave Equipment | Coupler | Arra | 5-6174-10 | Arra Coupler 10dB |  | 1 | NA | E TP | MAG.BETE | MAG.BETE (Bancone 4)
| RF / Microwave Equipment | Coupler | Arra | 5-6174-10 | Arra Coupler 10dB |  | 1 | NA | E TP | MAG.BETE | MAG.BETE (Bancone 4)
| RF / Microwave Equipment | Coupler | Arra | 5-6174-10 | Arra Coupler 10dB |  | 1 | NA | E TP | MAG.BETE | MAG.BETE (Bancone 4)
| RF / Microwave Equipment | Coupler | Arra | 5-6174-10 | Arra Coupler 10dB |  | 1 | NA | E TP | MAG.BETE | MAG.BETE (Bancone 4)
| RF / Microwave Equipment | Coupler | Arra | 5-6174-10 | Arra Coupler 10dB |  | 1 | NA | E TP | MAG.BETE | MAG.BETE (Bancone 4)
| RF / Microwave Equipment | Coupler | Arra | 4203-10 | 10dB Coupler WG17 - 2-18GHz |  | 1 | 8359 | E TP | MAG.BETE | MAG.BETE (Bancone 4)
| RF / Microwave Equipment | Coupler | Arra | 4203-10 | 10dB Coupler WG17 - 2-18GHz |  | 1 | 8358 | E TP | MAG.BETE | MAG.BETE (Bancone 4)
| RF / Microwave Equipment | Coupler | Arra | 4229-10 | 1 to 40 GHz, 10 dB Directional Coupler |  | 1 | 1188 | E TP | MAG.BETE | MAG.BETE (Bancone 4)
| RF / Microwave Equipment | Coupler | Arra | 4229-10 | 1 to 40 GHz, 10 dB Directional Coupler |  | 1 | 1189 | E TP | MAG.BETE | MAG.BETE (Bancone 4)
| RF / Microwave Equipment | Coupler | Flann | 17130-10 | 10dB Coupler WG17 |  | 1 | 181014 | E TP | MAG.BETE | MAG.BETE (Bancone 4)
| RF / Microwave Equipment | Coupler | Flann | 17130-10 | 10dB Coupler WG17 |  | 1 | 181015 | E TP | MAG.BETE | MAG.BETE (Bancone 4)
| RF / Microwave Equipment | Coupler | Flann | 14130-10 | Directional Coupler |  | 1 | 262877 | E TP | LAB ALASKA | ALASKA Lab; Floor -1 | [7 empty] | Pierpaolo Cammelli | 2023-12-01 | 2024-01-30
| RF / Microwave Equipment | Coupler | Flann | 14130-10 | Directional Coupler |  | 1 | 262875 | E TP | LAB ALASKA | ALASKA Lab; Floor -1 | [7 empty] | Pierpaolo Cammelli | 2023-12-01 | 2024-01-30
| RF / Microwave Equipment | Coupler | Flann | 14130-10 | Directional Coupler |  | 1 | 262874 | E TP | LAB ALASKA | ALASKA Lab; Floor -1 | [7 empty] | Pierpaolo Cammelli | 2023-12-01 | 2024-01-30
| RF / Microwave Equipment | Coupler | Flann | 14130-10 | Directional Coupler |  | 1 | 262876 | E TP | LAB ALASKA | ALASKA Lab; Floor -1 | [7 empty] | Pierpaolo Cammelli | 2023-12-01 | 2024-01-30
| RF / Microwave Equipment | Coupler | Miczen | MDZC11001265GA | 1-26.5GHz Ultra Wide Band Directional |  | 1 | 1810230049 |  | LAB SW | LAB SW (Davide/Gabriele) | [7 empty] | Davide Gallo Cassarino | 2023-12-01 | 2024-06-30
| RF / Microwave Equipment | Coupler | Miczen | MDZC11001265GA | 1-26.5GHz Ultra Wide Band Directional |  | 1 | 1810230043 |  | LAB SW | LAB SW (Davide/Gabriele) | [7 empty] | Davide Gallo Cassarino | 2023-12-01 | 2024-06-30
| RF / Microwave Equipment | Coupler | Miczen | MDZC11001265GA | 1-26.5GHz Ultra Wide Band Directional |  | 1 | 1810230048 |  | LAB SW | LAB SW (Davide/Gabriele) | [7 empty] | Davide Gallo Cassarino | 2023-12-01 | 2024-06-30
| RF / Microwave Equipment | Coupler | Miczen | MDZC11001265GA | 1-26.5GHz Ultra Wide Band Directional |  | 1 | 1810230044 |  | LAB SW | LAB SW (Davide/Gabriele) | [7 empty] | Davide Gallo Cassarino | 2023-12-01 | 2024-06-30
| RF / Microwave Equipment | Coupler | Miczen | MDZC11001265GA | 1-26.5GHz Ultra Wide Band Directional |  | 1 | 1810230045 |  | LAB SW | LAB SW (Davide/Gabriele) | [7 empty] | Davide Gallo Cassarino | 2023-12-01 | 2024-06-30
| RF / Microwave Equipment | Coupler | Miczen | MZP200518GA | Ultra Wide Band Directional |  | 1 | 17050800003 |  | LAB SW | LAB SW (Davide/Gabriele) | [7 empty] | Davide Gallo Cassarino | 2023-12-01 | 2024-06-30
| RF / Microwave Equipment | Coupler | Miczen | MZP200518GA | Ultra Wide Band Directional |  | 1 | 1810150009 |  | LAB SW | LAB SW (Davide/Gabriele) | [7 empty] | Davide Gallo Cassarino | 2023-12-01 | 2024-06-30
| RF / Microwave Equipment | Coupler | Miczen | MZP200518GA | Ultra Wide Band Directional |  | 1 | 17050800004 |  | LAB SW | LAB SW (Davide/Gabriele) | [7 empty] | Davide Gallo Cassarino | 2023-12-01 | 2024-06-30
| RF / Microwave Equipment | Coupler | Miczen | MZP200518GA | Ultra Wide Band Directional |  | 1 | 170508000010 |  | LAB SW | LAB SW (Davide/Gabriele) | [7 empty] | Davide Gallo Cassarino | 2023-12-01 | 2024-06-30
| RF / Microwave Equipment | Coupler | Narda | 4014C-10 | Narda Coupler 10dB |  | 1 | NA | E TP | MAG.BETE | MAG.BETE (Bancone 4)
| RF / Microwave Equipment | Coupler | Narda | 4014C-10 | Narda Coupler 10dB |  | 1 | NA | E TP | MAG.BETE | MAG.BETE (Bancone 4)
| RF / Microwave Equipment | Coupler | Narda | 4014C-10 | Narda Coupler 10dB |  | 1 | NA | E TP | MAG.BETE | MAG.BETE (Bancone 4)
| RF / Microwave Equipment | Coupler | Narda | 4014C-10 | Narda Coupler 10dB |  | 1 | NA | E TP | MAG.BETE | MAG.BETE (Bancone 4)
| RF / Microwave Equipment | Coupler | Narda | 4015C-10 | Narda Coupler 10dB |  | 1 | NA | E TP | MAG.BETE | MAG.BETE (Bancone 4)
| RF / Microwave Equipment | Coupler | Narda | 4015C-10 | Narda Coupler 10dB |  | 1 | NA | E TP | MAG.BETE | MAG.BETE (Bancone 4)
| RF / Microwave Equipment | Directional Bridge | Agilent | 85027D | Directional Bridge 10 MHZ -50 GHz HP | - |  | 3100A00818 |  | MAG.BETE | MAG.BETE (Scaffale,Fila,Mensola) D_2_3
| RF / Microwave Equipment | Low PIM Adapter | Flann | 14098-KF20 | ADAPTOR SPECIAL LOW PIM FLANN |  |  | 255130 |  | LAB ALASKA | ALASKA Lab; Floor -1 | [7 empty] | Pierpaolo Cammelli | 2023-12-01 | 2024-01-30
| RF / Microwave Equipment | Low PIM Adapter | Flann | 14098-KF20 | ADAPTOR SPECIAL LOW PIM FLANN |  |  | 255129 |  | LAB ALASKA | ALASKA Lab; Floor -1 | [7 empty] | Pierpaolo Cammelli | 2023-12-01 | 2024-01-30
| RF / Microwave Equipment | Low PIM Adapter | Flann | 14094-SF40 | ADAPTOR SPECIAL LOW PIM FLANN |  |  | 187775 |  | LAB ALASKA | ALASKA Lab; Floor -1 | [7 empty] | Pierpaolo Cammelli | 2023-12-01 | 2024-01-30
| RF / Microwave Equipment | Low PIM Adapter | Flann | 14094-SF40 | ADAPTOR SPECIAL LOW PIM FLANN |  |  | 187783 |  | LAB ALASKA | ALASKA Lab; Floor -1 | [7 empty] | Pierpaolo Cammelli | 2023-12-01 | 2024-01-30
| RF / Microwave Equipment | Low PIM Adapter | Flann | 14094-SF40 | ADAPTOR SPECIAL LOW PIM FLANN |  |  | 187777 |  | LAB ALASKA | ALASKA Lab; Floor -1 | [7 empty] | Pierpaolo Cammelli | 2023-12-01 | 2024-01-30
| RF / Microwave Equipment | Low PIM Adapter | Flann | 14094-SF40 | ADAPTOR SPECIAL LOW PIM FLANN |  |  | 187780 |  | LAB ALASKA | ALASKA Lab; Floor -1 | [7 empty] | Pierpaolo Cammelli | 2023-12-01 | 2024-01-30
| RF / Microwave Equipment | Low PIM Adapter | Flann | 14098-KF20 | ADAPTOR SPECIAL LOW PIM FLANN |  |  | 217980 |  | LAB ALASKA | ALASKA Lab; Floor -1 | [7 empty] | Pierpaolo Cammelli | 2023-12-01 | 2024-01-30
| RF / Microwave Equipment | Low PIM Adapter | Flann | 14098-KF20 | ADAPTOR SPECIAL LOW PIM FLANN |  |  | 217979 |  | LAB ALASKA | ALASKA Lab; Floor -1 | [7 empty] | Pierpaolo Cammelli | 2023-12-01 | 2024-01-30
| RF / Microwave Equipment | Microwave Amplifier | Microwave | 8348A | Microwave Amplifier 2-26GHZ 23DBM |  |  | 3111A00175 |  | MAG.BETE | MAG.BETE (Bancone B3)
| RF / Microwave Equipment | Noise meter | HP | 346B | Noise Meter SOURCE up to 18GHz | - |  | 4015A16317 |  | MAG.BETE | MAG.BETE (Scaffale,Fila,Mensola) D_0_1
| RF / Microwave Equipment | Noise Source | Agilent | 346B | Noise Meter SOURCE up to 18GHz | - |  | 3318A14593 |  | MAG.BETE | MAG.BETE (Scaffale,Fila,Mensola) D_0_1
| RF / Microwave Equipment | Power Divider | Miczen | MZP200518GA | Ultra Wide Band Power Divider. 0.5-18GHz |  | 1 | 1904180015 |  | LAB ALASKA | ALASKA Lab; Floor -1 | [7 empty] | Pierpaolo Cammelli | 2023-12-01 | 2024-01-30
| RF / Microwave Equipment | Power Divider | Miczen | MZP200518GA | Ultra Wide Band Power Divider. 0.5-18GHz |  | 1 | 1904180014 |  | LAB ALASKA | ALASKA Lab; Floor -1 | [7 empty] | Pierpaolo Cammelli | 2023-12-01 | 2024-01-30
| RF / Microwave Equipment | Power Divider | Miczen | MZP200518GA | Ultra Wide Band Power Divider. 0.5-18GHz |  | 1 | 1904180012 |  | LAB ALASKA | ALASKA Lab; Floor -1 | [7 empty] | Pierpaolo Cammelli | 2023-12-01 | 2024-01-30
| RF / Microwave Equipment | Power Divider | Miczen | MZP200518GA | Ultra Wide Band Power Divider. 0.5-18GHz |  | 1 | 1904180028 |  | LAB ALASKA | ALASKA Lab; Floor -1 | [7 empty] | Pierpaolo Cammelli | 2023-12-01 | 2024-01-30
| RF / Microwave Equipment | Power Divider | Miczen | MZP200518GA | Ultra Wide Band Power Divider. 0.5-18GHz |  | 1 | 1904180024 |  | LAB ALASKA | ALASKA Lab; Floor -1 | [7 empty] | Pierpaolo Cammelli | 2023-12-01 | 2024-01-30
| RF / Microwave Equipment | Power Divider | Miczen | MZP200518GA | Ultra Wide Band Power Divider. 0.5-18GHz |  | 1 | 1904180019 |  | LAB ALASKA | ALASKA Lab; Floor -1 | [7 empty] | Pierpaolo Cammelli | 2023-12-01 | 2024-01-30
| RF / Microwave Equipment | Power Divider | Miczen | MZP200518GA | Ultra Wide Band Power Divider. 0.5-18GHz |  | 1 | 1904180023 |  | LAB ALASKA | ALASKA Lab; Floor -1 | [7 empty] | Pierpaolo Cammelli | 2023-12-01 | 2024-01-30
| RF / Microwave Equipment | Power Divider | Miczen | MZP200518GA | Ultra Wide Band Power Divider. 0.5-18GHz |  | 1 | 1904180025 |  | LAB ALASKA | ALASKA Lab; Floor -1 | [7 empty] | Pierpaolo Cammelli | 2023-12-01 | 2024-01-30
| RF / Microwave Equipment | Power Divider | Miczen | MZP200518GA | Ultra Wide Band Power Divider. 0.5-18GHz |  | 1 | 17050800009 |  | LAB ALASKA | ALASKA Lab; Floor -1 | [7 empty] | Pierpaolo Cammelli | 2023-12-01 | 2024-01-30
| RF / Microwave Equipment | Power Divider | Miczen | MZP200518GA | Ultra Wide Band Power Divider. 0.5-18GHz |  | 1 | 17050800012 |  | LAB ALASKA | ALASKA Lab; Floor -1 | [7 empty] | Pierpaolo Cammelli | 2023-12-01 | 2024-01-30
| RF / Microwave Equipment | Power Divider | Miczen | MZP200518GA | Ultra Wide Band Power Divider. 0.5-18GHz |  | 1 | 17050800001 |  | LAB ALASKA | ALASKA Lab; Floor -1 | [7 empty] | Pierpaolo Cammelli | 2023-12-01 | 2024-01-30
| RF / Microwave Equipment | Power Divider | Miczen | MZP200518GA | Ultra Wide Band Power Divider. 0.5-18GHz |  | 1 | 17050800005 |  | LAB ALASKA | ALASKA Lab; Floor -1 | [7 empty] | Pierpaolo Cammelli | 2023-12-01 | 2024-01-30
| RF / Microwave Equipment | Power Divider | Miczen | MZP200518GA | Ultra Wide Band Power Divider. 0.5-18GHz |  | 1 | 1810150010 |  | LAB ALASKA | ALASKA Lab; Floor -1 | [7 empty] | Pierpaolo Cammelli | 2023-12-01 | 2024-01-30
| RF / Microwave Equipment | Power Divider | Miczen | MZP200518GA | Ultra Wide Band Power Divider. 0.5-18GHz |  | 1 | 17050800008 |  | LAB ALASKA | ALASKA Lab; Floor -1 | [7 empty] | Pierpaolo Cammelli | 2023-12-01 | 2024-01-30
| RF / Microwave Equipment | Power Divider | Miczen | MZP200518GA | Ultra Wide Band Power Divider. 0.5-18GHz |  | 1 | 17050800002 |  | LAB ALASKA | ALASKA Lab; Floor -1 | [7 empty] | Pierpaolo Cammelli | 2023-12-01 | 2024-01-30
| RF / Microwave Equipment | Power Divider | Miczen | MZP200518GA | Ultra Wide Band Power Divider. 0.5-18GHz |  | 1 | 17050800011 |  | LAB ALASKA | ALASKA Lab; Floor -1 | [7 empty] | Pierpaolo Cammelli | 2023-12-01 | 2024-01-30
| RF / Microwave Equipment | Power Divider | Miczen | MZP200518GA | Ultra Wide Band Power Divider. 0.5-18GHz |  | 1 | 1904180022 |  | LAB ALASKA | ALASKA Lab; Floor -1 | [7 empty] | Pierpaolo Cammelli | 2023-12-01 | 2024-01-30
| RF / Microwave Equipment | Power Divider | Miczen | MZP200518GA | Ultra Wide Band Power Divider. 0.5-18GHz |  | 1 | 1904180021 |  | LAB ALASKA | ALASKA Lab; Floor -1 | [7 empty] | Pierpaolo Cammelli | 2023-12-01 | 2024-01-30
| RF / Microwave Equipment | Power Divider | Miczen | MZP200518GA | Ultra Wide Band Power Divider. 0.5-18GHz |  | 1 | 1904180020 |  | LAB ALASKA | ALASKA Lab; Floor -1 | [7 empty] | Pierpaolo Cammelli | 2023-12-01 | 2024-01-30
| RF / Microwave Equipment | Power Divider | Miczen | MZP200518GA | Ultra Wide Band Power Divider. 0.5-18GHz |  | 1 | 1810150008 |  | LAB ALASKA | ALASKA Lab; Floor -1 | [7 empty] | Pierpaolo Cammelli | 2023-12-01 | 2024-01-30
| RF / Microwave Equipment | Power Divider | Miczen | MZP200518GA | Ultra Wide Band Power Divider. 0.5-18GHz |  | 1 | 1810150004 |  | LAB ALASKA | ALASKA Lab; Floor -1 | [7 empty] | Pierpaolo Cammelli | 2023-12-01 | 2024-01-30
| RF / Microwave Equipment | Power Divider | Miczen | MZP200518GA | Ultra Wide Band Power Divider. 0.5-18GHz |  | 1 | 1810150007 |  | LAB ALASKA | ALASKA Lab; Floor -1 | [7 empty] | Pierpaolo Cammelli | 2023-12-01 | 2024-01-30
| RF / Microwave Equipment | Power Divider | Miczen | MZP200518GA | Ultra Wide Band Power Divider. 0.5-18GHz |  | 1 | 1810150006 |  | LAB ALASKA | ALASKA Lab; Floor -1 | [7 empty] | Pierpaolo Cammelli | 2023-12-01 | 2024-01-30
| RF / Microwave Equipment | Power Divider | Miczen | MZP200518GA | Ultra Wide Band Power Divider. 0.5-18GHz |  | 1 | 1819150001 |  | LAB ALASKA | ALASKA Lab; Floor -1 | [7 empty] | Pierpaolo Cammelli | 2023-12-01 | 2024-01-30
| RF / Microwave Equipment | Power Divider | Miczen | MZP200518GA | Ultra Wide Band Power Divider. 0.5-18GHz |  | 1 | 1819150003 |  | LAB ALASKA | ALASKA Lab; Floor -1 | [7 empty] | Pierpaolo Cammelli | 2023-12-01 | 2024-01-30
| RF / Microwave Equipment | Power Divider | Miczen | MZP200518GA | Ultra Wide Band Power Divider. 0.5-18GHz |  | 1 | 1819150005 |  | LAB ALASKA | ALASKA Lab; Floor -1 | [7 empty] | Pierpaolo Cammelli | 2023-12-01 | 2024-01-30
| RF / Microwave Equipment | Power Divider | Miczen | MZP200518GA | Ultra Wide Band Power Divider. 0.5-18GHz |  | 1 | 1819150002 |  | LAB ALASKA | ALASKA Lab; Floor -1 | [7 empty] | Pierpaolo Cammelli | 2023-12-01 | 2024-01-30
| RF / Microwave Equipment | Preamplifier | Agilent | 87405A | Preamplifier 3 GHz 22 dB AGILENT | - |  | 3950M00483 |  | MAG.BETE | MAG.BETE (Scaffale,Fila,Mensola) D_1_3
| RF / Microwave Equipment | Rotary Phase Changer | Flann | 20063 | Rotary Phase Changer UBR220 FLANN |  |  | 160671 |  | MAG.BETE | MAG.BETE (Scaffale,Fila,Mensola) I_2_0
| RF / Microwave Equipment | Signal Generator | Agilent | 8648B | Signal Generator 9KHz-2GHz AGILENT | - |  | 3836U02125 |  | MAG.BETE | MAG.BETE (Scaffale,Fila,Mensola) D_4_2
| RF / Microwave Equipment | Signal Generator | Agilent | 83650L | SYNTHESIZED SWEPT CW up to 50 GHz AGILENT | 01 - W30 - W34 |  | 3844A00525 |  | LAB RADIO -1 | RAdio lab; Floor -1
| RF / Microwave Equipment | Signal Generator | Agilent | E4422B | Signal Generator 250KHz-4GHz AGILENT | - |  | GB39340230 |  | MAG.BETE | MAG.BETE (Scaffale,Fila,Mensola) D_4_2 | 2016-11-28 | 2017-11-28
| RF / Microwave Equipment | Signal Generator | Agilent | N5181A | RF analog Signal Generator 100KHz - 6GHz - Agilent | 506, UNT, 1EA |  | MY50145006 |  | MAG.BETE | MAG.BETE (Scaffale,Fila,Mensola) D_4_2
| RF / Microwave Equipment | Signal Generator | Agilent | E4432B | ESG-D Series Digital RF Signal Generator, 3 GHz |  |  | US37231566 | E TP | LAB XHAUL | GRUPPO 5G | [7 empty] | Donato Centrone | 2023-12-01 | 2024-09-30
| RF / Microwave Equipment | Signal Generator | Agilent | N5181A | RF ANALOG Signal Generator 100KHz - 6GHz - AGILENT | 506, UNT, 1EA |  | MY50143904 |  | MAG.BETE | MAG.BETE (Scaffale,Fila,Mensola) D_3_2
| RF / Microwave Equipment | Signal Generator | Agilent | E4437B | Signal Generator 250KHz-4GHz AGILENT | 202-UN8-UN9-UND |  | US39260932 |  | MAG.BETE | MAG.BETE (Scaffale,Fila,Mensola) D_3_2
| RF / Microwave Equipment | Signal Generator | Agilent | E4420B | Signal Generator 250KHz-2GHz AGILENT | OPT E5 UK 6 |  | MY41000166 |  | MAG.BETE | MAG.BETE (Scaffale,Fila,Mensola) D_3_2
| RF / Microwave Equipment | Signal Generator | Agilent | E4422B | Signal Generator 250KHz-4GHz AGILENT | OPT E5 UK 6 |  | GB39340229 |  | MAG.BETE | MAG.BETE (Scaffale,Fila,Mensola) D_3_2
| RF / Microwave Equipment | Signal Generator | Agilent | E4437B | Signal Generator 250KHz-4GHz AGILENT | 1CP-202-UN8-UN9-UND |  | MY41310295 |  | MAG.BETE | MAG.BETE (Scaffale,Fila,Mensola) D_3_2
| RF / Microwave Equipment | Signal Generator | Agilent | E4420B | Signal Generator 250 KHz-2 GHz AGILENT | 1E5, UNB |  | GB38240134 |  | MAG.BETE | MAG.BETE (Scaffale,Fila,Mensola) D_4_2
| RF / Microwave Equipment | Signal Generator | Agilent | E4437B | Signal Generator 250KHz-4GHz AGILENT | 202-UN8-UN9-UND |  | US39260931 |  | MAG.BETE | MAG.BETE (Scaffale,Fila,Mensola) D_4_2
| RF / Microwave Equipment | Signal Generator | Agilent | 83640L | Signal Generator up to 40 GHz AGILENT | 1 |  | 3844A00769 |  | MAG.BETE | MAG.BETE (Scaffale,Fila,Mensola) C_1_1
| RF / Microwave Equipment | Signal Generator | Agilent | 83650L | Signal Generator up to 50 GHz AGILENT | 001,008,W30 |  | 3844A00402 |  | MAG.BETE | MAG.BETE (Scaffale,Fila,Mensola) C_1_2
| RF / Microwave Equipment | Signal Generator | Agilent | 83650L | Signal Generator up to 50 GHz AGILENT | 01 - W30 - W34 |  | 3844A00531 |  | MAG.BETE | MAG.BETE (Scaffale,Fila,Mensola) C_1_2
| RF / Microwave Equipment | Signal Generator | Agilent | 83650B | SYNTHESIZED SWEPT CW up to 50 GHz AGILENT | 1002 |  | 3844A01264 |  | MAG.BETE | MAG.BETE (Scaffale,Fila,Mensola) C_2_2
| RF / Microwave Equipment | Signal Generator | Agilent | 83624B | SYNTHESIZED SWEPT CW 2 to 20GHz AGILENT | - |  | 3844A00348 |  | MAG.BETE | MAG.BETE (Scaffale,Fila,Mensola) C_2_2
| RF / Microwave Equipment | Signal Generator | Agilent | 83650L | Signal Generator up to 50 GHz HP | - |  | 3722A00278 |  | MAG.BETE | MAG.BETE (Scaffale,Fila,Mensola) C_3_2
| RF / Microwave Equipment | Signal Generator | Agilent | 83624B | SYNTHESIZED SWEPT CW 2 to 20GHz AGILENT | 001.002.006.UK6 |  | 3844A00346 |  | MAG.BETE | MAG.BETE (Scaffale,Fila,Mensola) C_3_2
| RF / Microwave Equipment | Signal Generator | Agilent | 8665B | Signal Generator 0.1-6GHz AGILENT | - |  | 3744A01798 |  | MAG.BETE | MAG.BETE (Scaffale,Fila,Mensola) C_4_2
| RF / Microwave Equipment | Signal Analyzer ( PXA) | Agilent | N9030A | S.A. 26.5GHz PXA AGILENT +ext mixer 1970 | P26, LNP, 526, |  | MY49430236 | E TP | MAG.BETE | MAG.BETE(Bancone 3) | [7 empty] | Donato Centrone | 2023-12-01 | 2023-09-30
| RF / Microwave Equipment | Switch RF | ROHDE & SCHWARZ | OSP220, mod: 1528.3105.02 | Switch for RF path. ROHDE & SCHWARZ |  | 1 | 101613 | E/// RADIO | LAB RADIO -1 | RAdio lab; Floor -1
| RF / Microwave Equipment | Switch RF | ROHDE & SCHWARZ | OSP-B111, mod: 1505.4605.02 | 6 x SPDT relay, 40 GHz |  | 1 | 100238 | E/// RADIO | LAB RADIO -1 | RAdio lab; Floor -1
| RF / Microwave Equipment | Switch RF | ROHDE & SCHWARZ | OSP220, mod: 1528.3105.02 | Switch for RF path. ROHDE & SCHWARZ |  | 1 | 101614 | E/// RADIO | LAB RADIO -1 | RAdio lab; Floor -1
| RF / Microwave Equipment | Switch RF | ROHDE & SCHWARZ | OSP-B111, mod: 1505.4605.02 | 6 x SPDT relay, 40 GHz |  | 1 | 100239 | E/// RADIO | LAB RADIO -1 | RAdio lab; Floor -1
| RF / Microwave Equipment | Switch RF | ROHDE & SCHWARZ | OSP230, mod: 1528.3105.03 | Switch for RF path. ROHDE & SCHWARZ |  | 1 | 101470 | E/// RADIO | LAB RADIO -1 | RAdio lab; Floor -1
| RF / Microwave Equipment | Switch RF | ROHDE & SCHWARZ | OSP-B125, mod: 1515.5540.02 | 6 x SPDT, 3 x SP6T switches |  | 1 | 101372 | E/// RADIO | LAB RADIO -1 | RAdio lab; Floor -1
| RF / Microwave Equipment | Switch RF | ROHDE & SCHWARZ | OSP230, mod: 1528.3105.03 | Switches for LO/IF path. ROHDE & SCHWARZ |  | 1 | 101471 | E/// RADIO | LAB RADIO -1 | RAdio lab; Floor -1
| RF / Microwave Equipment | Switch RF | ROHDE & SCHWARZ | OSP-B125, mod: 1515.5540.02 | 6 x SPDT, 3 x SP6T switches |  | 1 | 101373 | E/// RADIO | LAB RADIO -1 | RAdio lab; Floor -1
| Spectrum / Network Analyzer | Cable and Antenna Analyzer | Anritsu | S331D | Site master cable and antenna analyzer | 29 - 50 | 1 | 528022 |  | MAG.BETE | MAG.BETE (Scaffale,Fila,Mensola) E_4_4
| Spectrum / Network Analyzer | Network Analyzer | Agilent | N5242A | Network Analyzer 10 Mhz - 26.5 GHz AGILENT |  |  | MY47200202 |  | MAG.BETE | MAG.BETE (Scaffale,Fila,Mensola) H_3_1 | 2018-10-23 | 2019-10-23
| Spectrum / Network Analyzer | Network Analyzer | Agilent | 8751A | RF Network Analyzer 5 Hz to 500 MHz AGILENT | W30 - W32 |  | 3315J01760 |  | MAG.BETE | MAG.BETE (Scaffale,Fila,Mensola) H_3_2
| Spectrum / Network Analyzer | Network Analyzer | Agilent | 8720ES | RF Network Analyzer 50 MHz to 20 GHz AGILENT | 1CP |  | MY41003132 |  | MAG.BETE | MAG.BETE (Scaffale,Fila,Mensola) H_4_1
| Spectrum / Network Analyzer | Network Analyzer | Agilent | 8720ES | RF Network Analyzer 50 MHz to 20 GHz AGILENT | 1CP |  | US39172999 |  | MAG.BETE | MAG.BETE (Scaffale,Fila,Mensola) H_4_1
| Spectrum / Network Analyzer | Network Analyzer | Agilent | 8753ES | RF Network Analyzer 30 KHz to 6 GHz HP | 2.01 |  | JP38160983 |  | MAG.BETE | MAG.BETE (Scaffale,Fila,Mensola) H_4_1
| Spectrum / Network Analyzer | Network Analyzer | Agilent | 8753ES | RF Network Analyzer 30 KHz to 6 GHz AGILENT | - |  | MY40001161 |  | MAG.BETE | MAG.BETE (Scaffale,Fila,Mensola) F_4_1
| Spectrum / Network Analyzer | Network Analyzer | Hp | HP 85103D | HP 8510C Network Analyzer |  | 1 | 3031A06991 |  | LAB RADIO -1 | RAdio lab; Floor -1
| Spectrum / Network Analyzer | Network Analyzer | Hp | HP 85102B | HP 8510C Network Analyzer |  | 1 | 2844A04866 |  | LAB RADIO -1 | RAdio lab; Floor -1
| Spectrum / Network Analyzer | Network Analyzer | Hp | HP 8517B | HP 8510C Network Analyzer |  | 1 | 3602A00485 |  | LAB RADIO -1 | RAdio lab; Floor -1
| Spectrum / Network Analyzer | Spectrum Analyzer | Agilent | E4408B | ESA-L Spectrum Analyzer 9KHz - 26.5GHz AGILENT | - |  | US39440273 |  | LAB PVV | PVV lab; Floor -1 | [7 empty] | Pierpaolo Cammelli | 2023-12-01 | 2024-06-30
| Spectrum / Network Analyzer | Spectrum Analyzer | Agilent | E4448A | PSA Spectrum Analyzer 3Hz - 50GHz AGILENT | 1DS-B7J |  | US42070112 |  | MAG.BETE | MAG.BETE (Scaffale,Fila,Mensola) D_2_2 | 2016-04-05 | 2018-04-05
| Spectrum / Network Analyzer | Spectrum Analyzer | Agilent | N9030A | Spectrum Analyzer 26.5GHz PXA AGILENT | LNP, 526, W7 |  | US49230184 | E TP | MAG.BETE | MAG.BETE(Bancone 3) | [7 empty] | Donato Centrone | 2023-12-01 | 2023-09-30
| Spectrum / Network Analyzer | Spectrum Analyzer | Agilent | 8565E | Spectrum Analyzer 9KHz - 50GHz AGILENT | 007,W30 |  | 4111A01559 |  | MAG.BETE | MAG.BETE (Scaffale,Fila,Mensola) D_1_2
| Spectrum / Network Analyzer | Spectrum Analyzer | Agilent | 8594E | Spectrum Analyzer 9KHz - 2.9GHz AGILENT |  |  | 3829U04579 |  | MAG.BETE | MAG.BETE (Scaffale,Fila,Mensola) D_1_2
| Spectrum / Network Analyzer | Spectrum Analyzer | Agilent | 8564E | Spectrum Analyzer 9KHz - 40GHz AGILENT | W30 - W34 |  | 3943A01830 |  | MAG.BETE | MAG.BETE (Scaffale,Fila,Mensola) D_1_2
| Spectrum / Network Analyzer | Spectrum Analyzer | Agilent | N9030A | Spectrum Analyzer 26.5GHz PXA AGILENT | LNP, 526, W7 |  | US49230198 | E TP | MAG.BETE | MAG.BETE (Bancone B3)
| Spectrum / Network Analyzer | Spectrum Analyzer | Agilent | E4446A | Spectrum Analyzer 3 - 44 GHz |  | 1 | 184000863 |  | LAB SW | SW lab; Floor -1 | [7 empty] | Davide Gallo Cassarino | 2023-12-01 | 2024-06-30 |  | Out of order | HCL
| Spectrum / Network Analyzer | Spectrum Analyzer | HP | 8564E | Spectrum Analyzer 9KHz - 40GHz HP | 007,008,W30,UK6 |  | 3821A01279 |  | MAG.BETE | MAG.BETE (Scaffale,Fila,Mensola) D_1_2
| Spectrum / Network Analyzer | Spectrum Analyzer | HP | 8595A | Spectrum Analyzer 9KHz - 6.5GHz HP |  |  | 3108U00108 |  | MAG.BETE | MAG.BETE (Scaffale,Fila,Mensola) D_1_2
| Spectrum / Network Analyzer | Spectrum Analyzer | HP | 8594E | Spectrum Analyzer 9KHz - 2.9GHz HP | 111 |  | 3809U03947 |  | MAG.BETE | MAG.BETE (Scaffale,Fila,Mensola) D_2_2
| Spectrum / Network Analyzer | Spectrum Analyzer | HP | 8563E | Spectrum Analyzer 9 kHz - 26.5 GHz |  | 1 | BYY20027 |  | LAB SW | SW lab; Floor -1 | [7 empty] | Davide Gallo Cassarino | 2023-12-01 | 2024-06-30 |  |  | Ericsson
| Traffic Generator/Analyzer | Bit Error Analyzer | HP | 3784A | G.821 ERROR ANALYSIST at 704 kb/s, 2, 8, and 34 Mb |  |  | 3117U027681 | E TP | MAG.BETE | MAG.BETE (Scaffale,Fila,Mensola) G_4_2 |  | E
| Traffic Generator/Analyzer | Data Protocol Analyzer | HP | 37717B | PDH/SDH/ATM TEST SET HP |  |  | GB00000744 |  | MAG.BETE | MAG.BETE (Scaffale,Fila,Mensola) F_4_1
| Traffic Generator/Analyzer | Data Protocol Analyzer | HP | 37717C | PDH ANALYZER . HP |  |  | GB00003980 |  | MAG.BETE | MAG.BETE (Scaffale,Fila,Mensola) F_2_1
| Traffic Generator/Analyzer | Data Protocol Analyzer | HP | 37717C | PDH ANALYZER . HP |  |  | GB00002123 |  | MAG.BETE | MAG.BETE (Scaffale,Fila,Mensola) F_2_1
| Traffic Generator/Analyzer | Data Protocol Analyzer | HP | 37717C | PDH ANALYZER . HP |  |  | GB00003993 |  | MAG.BETE | MAG.BETE (Scaffale,Fila,Mensola) F_2_1
| Traffic Generator/Analyzer | Data Protocol Analyzer | HP | 37717C | PDH ANALYZER | UKJ - UH3 - A3B |  | GB00003060 |  | MAG.BETE | MAG.BETE (Scaffale,Fila,Mensola) F_3_1
| Traffic Generator/Analyzer | Data Protocol Analyzer | HP | 37717C | PDH ANALYZER HP | 130-A3D-A3K-A3L-A3R-UH4-UKJ-UKX |  | GB00000929 |  | MAG.BETE | MAG.BETE (Scaffale,Fila,Mensola) F_4_1
| Traffic Generator/Analyzer | Data Protocol Analyzer | Agilent | 37718C | Communications Perf. Analyser -3dBm MAX AGILENT |  |  | GB18300820 |  | MAG.BETE | MAG.BETE (Scaffale,Fila,Mensola) F_2_2
| Traffic Generator/Analyzer | Data Protocol Analyzer | Agilent | 37718C | SDH MULTIRATE ANALYZER.AGILENT |  |  | GB18300717 |  | MAG.BETE | MAG.BETE (Scaffale,Fila,Mensola) F_3_1
| Traffic Generator/Analyzer | Data Protocol Analyzer | HP | 37718C | SDH -PDH TEST SET. HP |  |  | GB18300835 |  | MAG.BETE | MAG.BETE (Scaffale,Fila,Mensola) F_1_2
| Traffic Generator/Analyzer | Data Protocol Analyzer | HP | 37718C | SDH/SONET AN. + OPTICAL INTERFACE (1310nm) AGILENT | 002 - 012 - 0B1 - 104 - 200 - 601 |  | GB18300923 |  | MAG.BETE | MAG.BETE (Scaffale,Fila,Mensola) F_1_2
| Traffic Generator/Analyzer | Data Protocol Analyzer | HP | 37718C | SDH -PDH TEST SET. HP |  |  | GB18300808 |  | MAG.BETE | MAG.BETE (Scaffale,Fila,Mensola) F_3_1
| Traffic Generator/Analyzer | Data Protocol Analyzer | HP | 37724A | SDH/PDH TEST SET HP |  |  | 3221U00208 |  | MAG.BETE | MAG.BETE (Scaffale,Fila,Mensola) F_2_1
| Traffic Generator/Analyzer | Data Protocol Analyzer | HP | 37724A | SDH/PDH TEST SET HP |  |  | 3403U00784 |  | MAG.BETE | MAG.BETE (Scaffale,Fila,Mensola) F_2_1
| Traffic Generator/Analyzer | Data Protocol Analyzer | HP | 37724A | SDH/PDH TEST SET HP | 002-004 |  | 3305U00467 |  | MAG.BETE | MAG.BETE (Scaffale,Fila,Mensola) F_4_1
| Traffic Generator/Analyzer | Data Protocol Analyzer | HP | 37724A | SDH/PDH TEST SET HP | 001-002-004 |  | 3305U00391 |  | MAG.BETE | MAG.BETE (Scaffale,Fila,Mensola) F_4_1
| Traffic Generator/Analyzer | Data Protocol Analyzer | Trend | 4080C*VICTORIA | SDH/ATM/IP-ANALYZER TREND COMUNICATION |  |  | 01BA 00176 |  | MAG.BETE | MAG.BETE (Scaffale,Fila,Mensola) E_3_4
| Traffic Generator/Analyzer | Traffic Generator | Supermicro | 825-7 | Volga Ethernet Traffic Generator (Linux) |  | 1 | E15189927700968 |  | LAB CLT | CLT (Rack Giovanni Bagnara) |  |  | 10.120.56.110 |  |  |  |  | Lorenzo Bottazzi | 2023-12-01 | 2024-06-30
| Traffic Generator/Analyzer | Traffic Generator | Supermicro | 825-7 | Volga Ethernet Traffic Generator (Linux) |  | 1 | E15189927700965 |  | LAB CLT | CLT (Rack Giovanni Bagnara) | [7 empty] | Lorenzo Bottazzi | 2023-12-01 | 2024-06-30
| Traffic Generator/Analyzer | Traffic Generator | Supermicro | 825-7 | Volga Ethernet Traffic Generator (Linux) |  | 1 | E15189927700987 |  | LAB CLT | CLT (Rack Giovanni Bagnara) |  |  | 10.120.56.112 |  |  |  |  | Lorenzo Bottazzi | 2023-12-01 | 2024-06-30
| Traffic Generator/Analyzer | Data Protocol Analyzer | Acterna | ANT-20 | SDH/SONET ANALYZER ACTERNA |  |  | BM-0127 |  | MAG.BETE | MAG.BETE (Scaffale,Fila,Mensola) F_2_2
| Traffic Generator/Analyzer | Data Protocol Analyzer | Acterna | ANT-20 | SDH/SONET ANALYZER ACTERNA | 3035/91.29, 3035/90.01-02-03-04-05-06-10-11-12-13 |  | BW-0015 |  | MAG.BETE | MAG.BETE (Scaffale,Fila,Mensola) F_3_2
| Traffic Generator/Analyzer | Data Protocol Analyzer | Acterna | ANT-20 | SDH/SONET ANALYZER ACTERNA | 3035/91.29, 3035/90.01-10-30-32-33-34-43/92.11 |  | BM-0110 |  | MAG.BETE | MAG.BETE (Scaffale,Fila,Mensola) F_3_2
| Traffic Generator/Analyzer | Data Protocol Analyzer | Acterna | ANT-20 | SDH/SONET ANALYZER WANDEL & GOLTERMANN | 3035/91.29, 3035/90.01-30-33-34 |  | K-0050 |  | MAG.BETE | MAG.BETE (Scaffale,Fila,Mensola) F_3_2
| Traffic Generator/Analyzer | Data Protocol Analyzer | Acterna | ANT-20 | SDH/SONET ANALYZER ACTERNA | 3035/91.29 |  | BX-0021 |  | MAG.BETE | MAG.BETE (Scaffale,Fila,Mensola) E_1_4
| Traffic Generator/Analyzer | Data Protocol Analyzer | W&G | ANT-20 | ADVANCED NETWORK TESTER. W&G |  |  | Y-0115 |  | MAG.BETE | MAG.BETE (Scaffale,Fila,Mensola) F_1_1
| Traffic Generator/Analyzer | Data Protocol Analyzer | W&G | ANT-20 | E1 Traffic Generator |  | 1 | 4000066465 |  | LAB SW | SW lab; Floor -1 | [7 empty] | Davide Gallo Cassarino | 2023-12-01 | 2024-06-30 |  |  | Marconi
| Traffic Generator/Analyzer | Data Protocol Analyzer | W&G | ANT-20 | E1 Traffic Generator |  | 1 | 4000066761 |  | LAB SW | SW lab; Floor -1 | [7 empty] | Davide Gallo Cassarino | 2023-12-01 | 2024-06-30 |  |  | Marconi
| Traffic Generator/Analyzer | Data Protocol Analyzer | W&G | ANT-20 | SDH/SONET ANALYZER WANDEL & GOLTERMANN | 3035/90.01-13-30-33-48 |  | AK-0111 |  | MAG.BETE | MAG.BETE (Scaffale,Fila,Mensola) F_1_1
| Traffic Generator/Analyzer | Data Protocol Analyzer | W&G | ANT-20 | SDH/SONET ANALYZER WANDEL & GOLTERMANN |  |  | CB-0022 |  | MAG.BETE | MAG.BETE (Scaffale,Fila,Mensola) F_1_1
| Traffic Generator/Analyzer | Data Protocol Analyzer | W&G | ANT-20 | SDH/SONET ANALYZER WANDEL & GOLTERMANN |  |  | FH-0177 |  | MAG.BETE | MAG.BETE (Scaffale,Fila,Mensola) F_1_1
| Traffic Generator/Analyzer | Data Protocol Analyzer | W&G | ANT-20 | ADVANCED NETWORK TESTER WANDEL & GOLTERMANN |  |  | GA-0017 |  | MAG.BETE | MAG.BETE (Scaffale,Fila,Mensola) F_1_1
| Traffic Generator/Analyzer | Data Protocol Analyzer | Acterna | ANT-5 | SDH/PDH ACCESS TESTER PACKAGE ACTERNA |  |  | GB-1867 |  | MAG.BETE | MAG.BETE (Scaffale,Fila,Mensola) E_3_4
| Traffic Generator/Analyzer | Data Protocol Analyzer | Acterna | ANT-5 | SDH/PDH ACCESS TESTER PACKAGE ACTERNA | 4565/00.01 - K1524 |  | DA-0414 |  | MAG.BETE | MAG.BETE (Scaffale,Fila,Mensola) E_3_4
| Traffic Generator/Analyzer | Data Protocol Analyzer | Acterna | ANT-5 | SDH/PDH ACCESS TESTER PACKAGE ACTERNA | 4065/00.01-00.76 K1597 |  | GB-0782 |  | MAG.BETE | MAG.BETE (Scaffale,Fila,Mensola) E_3_4
| Traffic Generator/Analyzer | Data Protocol Analyzer | Jdsu | ANT-5 | SDH ACCESS TESTER PACKAGE JDSU | 4065/00.01-00.76 K1597 |  | GC-0626 |  | MAG.BETE | MAG.BETE (Scaffale,Fila,Mensola) E_3_4
| Traffic Generator/Analyzer | Data Protocol Analyzer | JDSU | ANT-5 | Remoteable E1/DS1 Traffic Generator | ANT-5 Remote Operation Client 12.00.23 | 1 | RAMS-1000934207 |  | LAB SW | SW lab; Floor -1 | [7 empty] | Davide Gallo Cassarino | 2023-12-01 | 2024-06-30 |  | Remoteable | Ericsson?
| Traffic Generator/Analyzer | Data Protocol Analyzer | Trend Communications | AURORA FORTE | ATM ANALYZER-SIMULATOR TREND |  |  | 437000B5/05062 |  | MAG.BETE | MAG.BETE (Scaffale,Fila,Mensola) E_3_4
| Traffic Generator/Analyzer | Data Protocol Analyzer | Trend Comunications | AURORA FORTE | ATM Generation and Analyze | Con opzione IMA8 (modello) Breakout Box | 1 | 437000G4/00716 |  | MAG.BETE | MAG.BETE (Scaffale,Fila,Mensola) E_4_4
| Traffic Generator/Analyzer | Data Protocol Analyzer | Exfo | AXS-200/850 | Data Protocol AnalyzerEXFO | - |  | 468090 |  | MAG.BETE | MAG.BETE (Scaffale,Fila,Mensola) E_3_4
| Traffic Generator/Analyzer | Data Protocol Analyzer | Btm | BTM10 | PDH Data Protocol Analyzer CTC UNION |  |  | BC6000049 |  | MAG.BETE | MAG.BETE (Scaffale,Fila,Mensola) F_3_1
| Traffic Generator/Analyzer | Data Protocol Analyzer | Ctc | BTM10 | DATA TESTER E1/T1 ANALYZER CTC | - |  | 3000034 |  | MAG.BETE | MAG.BETE (Scaffale,Fila,Mensola) F_3_1
| Traffic Generator/Analyzer | Data Protocol Analyzer | Ctc | BTM10 | DATA TESTER E1/T1 ANALYZER CTC | - |  | 3000148 |  | MAG.BETE | MAG.BETE (Scaffale,Fila,Mensola) F_3_1
| Traffic Generator/Analyzer | Data Protocol Analyzer | Tektronix | CTS 850 | SDH TEST SET (optical link) TEKTRONIX | 03 - 32 - 38 |  | B030705 |  | MAG.BETE | MAG.BETE (Scaffale,Fila,Mensola) F_2_2
| Traffic Generator/Analyzer | Data Protocol Analyzer | Acterna | EDT-135 | DIGITAL COMMUNICATIONS ANALYZER | - |  | DA-0150 |  | MAG.BETE | MAG.BETE (Scaffale,Fila,Mensola) E_3_4
| Traffic Generator/Analyzer | Data Protocol Analyzer | Acterna | EDT-135 | Remoteable E1/DS1 Traffic Generator |  | 1 | 184000256 |  | LAB SW | SW lab; Floor -1 | [7 empty] | Davide Gallo Cassarino | 2023-12-01 | 2024-06-30 |  | Remoteable via serial | HCL
| Traffic Generator/Analyzer | Data Protocol Analyzer | W&G | EDT-135 | DIGITAL COMMUNICATIONS ANALYZER | - |  | DA-0147 |  | LAB PVV | PVV lab; Floor -1 | [7 empty] | Pierpaolo Cammelli | 2023-12-01 | 2024-06-30
| Traffic Generator/Analyzer | Data Protocol Analyzer | Acterna | EST-120 | E1 SERVICE TESTER ACTERNA | - |  | PB-2808 |  | MAG.BETE | MAG.BETE (Scaffale,Fila,Mensola) E_3_4
| Traffic Generator/Analyzer | Data Protocol Analyzer | Acterna | EST-120 | Remoteable E1/DS1 Traffic Generator |  | 1 | DRAP-MIUR 4769 |  | LAB SW | SW lab; Floor -1 | [7 empty] | Davide Gallo Cassarino | 2023-12-01 | 2024-06-30 |  | Remoteable via serial | HCL
| Traffic Generator/Analyzer | Data Protocol Analyzer | Acterna | EST-120 | E1 SERVICE TESTER ACTERNA | - |  | PB-2816 |  | LAB PVV | PVV lab; Floor -1 | [7 empty] | Pierpaolo Cammelli | 2023-12-01 | 2024-06-30
| Traffic Generator/Analyzer | Data Protocol Analyzer | Ixia | IXIA 400T | IXIA ETH traffic Generator with 1GE port board |  |  | 773287 |  | MAG.BETE | MAG.BETE (Scaffale,Fila,Mensola) E_1_4
| Traffic Generator/Analyzer | Data Protocol Analyzer | Ixia | IXIA XM2-02 | IXIA ETH traffic Generator with 10GE 8 port board | LSM10GXM8S-01 S/N 529649 |  | XM2-P1033303 | E TP | LAB ALASKA | ALASKA Lab; Floor -1 | [7 empty] | Pierpaolo Cammelli | 2023-12-01 | 2024-01-30
| Traffic Generator/Analyzer | Data Protocol Analyzer | Exfo | LTB-8 | PDH Traffic Generator (Windows) |  | 1 | 1108916 |  | LAB CLT | CLT (Rack Giovanni Bagnara) |  |  | 10.120.56.124 |  |  |  |  | Lorenzo Bottazzi | 2023-12-01 | 2024-06-30
| Traffic Generator/Analyzer | Data Protocol Analyzer | Anritsu | MD1230B | DATA QUALITY ANALYZER ANRITSU | MU120122A |  | 6200444849 | E TP | LAB CLT | CLT (Rack 129,169) | [7 empty] | Lorenzo Bottazzi | 2023-12-01 | 2024-06-30
| Traffic Generator/Analyzer | Data Protocol Analyzer | Anritsu | MD1230B | DATA QUALITY ANALYZER ANRITSU | MU120122A |  | 6200449396 |  | LAB CLT | CLT (Rack XX Nick) | [7 empty] | Lorenzo Bottazzi | 2023-12-01 | 2024-06-30
| Traffic Generator/Analyzer | Data Protocol Analyzer | Anritsu | MD1230B | DATA QUALITY ANALYZER ANRITSU |  |  | 6201495909 |  | LAB CLT | CLT (Lorenzo Scenario 4) | [7 empty] | Lorenzo Bottazzi | 2023-12-01 | 2024-06-30
| Traffic Generator/Analyzer | SDH/PDH traffic Generator | Anritsu | MP1552A | SDH/PDH (E1-DS1) traffic Generator |  | 1 | M12376 |  | LAB SW | SW lab; Floor -1 | [7 empty] | Davide Gallo Cassarino | 2023-12-01 | 2024-06-30 |  |  | HCL
| Traffic Generator/Analyzer | Data Protocol Analyzer | Anritsu | MP1552B | SDH/PDH ANALYZER + E1/T1 ANRITSU | MP1552B*02 - MP0121A - MP0122A |  | 6100029686 |  | MAG.BETE | MAG.BETE (Scaffale,Fila,Mensola) F_2_2
| Traffic Generator/Analyzer | Data Protocol Analyzer | Anritsu | MP1552B | SDH/PDH/ATM ANALYZER ANRITSU | MP0111A - MP0121A - MP0122A - MP0126A |  | M09690 |  | MAG.BETE | MAG.BETE (Scaffale,Fila,Mensola) F_4_2
| Traffic Generator/Analyzer | Data Protocol Analyzer | Anritsu | MP1552B | SDH/PDH ANALYZER + E1/T1 + JITT. ANRITSU | MP1552B*02 - MP0121A - MP0122A - MP0126A |  | 6100029684 |  | MAG.BETE | MAG.BETE (Scaffale,Fila,Mensola) F_4_2
| Traffic Generator/Analyzer | Data Protocol Analyzer | Anritsu | MP1552B | SDH/PDH ANALYZER + E1/T1 + JITT. ANRITSU | MP1552B*02 - MP0121A - MP0122A - MP0126A |  | 6100010476 |  | MAG.BETE | MAG.BETE (Scaffale,Fila,Mensola) F_4_2
| Traffic Generator/Analyzer | Data Protocol Analyzer | Anritsu | MP1552B | SDH/PDH/ATM ANALYZER + E1/T1 ANRITSU | MP1552B*02 - MP0121A - MP0122A |  | 6100029685 |  | MAG.BETE | MAG.BETE (Scaffale,Fila,Mensola) E_2_4
| Traffic Generator/Analyzer | SDH/PDH traffic Generator | Anritsu | MP1552B | SDH/PDH (E1) traffic Generator |  | 1 | 184000262 |  | LAB SW | SW lab; Floor -1 | [7 empty] | Davide Gallo Cassarino | 2023-12-01 | 2024-06-30 |  |  | HCL
| Traffic Generator/Analyzer | Data Protocol Analyzer | Anritsu | MP1570A | SONET/SDH/PDH/ATM ANALYZER ANRITSU | MP0121A - MP0123A - MP0124A |  | 6100044302 |  | MAG.BETE | MAG.BETE (Scaffale,Fila,Mensola) F_1_2
| Traffic Generator/Analyzer | Data Protocol Analyzer | Anritsu | MP1570A | SDH/PDH/ATM ANALYZER ANRITSU | MP0121A - MP0122A - MP0123A - MU150007A - MP0113A |  | 6100088113 |  | MAG.BETE | MAG.BETE (Scaffale,Fila,Mensola) F_3_2
| Traffic Generator/Analyzer | Data Protocol Analyzer | Anritsu | MP1570A | SONET/SDH/PDH/ATM ANALYZER ANRITSU | MP0113A - MP0121A - MP0123A - MP0124A |  | 6100044298 |  | MAG.BETE | MAG.BETE (Scaffale,Fila,Mensola) F_4_2
| Traffic Generator/Analyzer | Data Protocol Analyzer | Anritsu | MP1590B | NETWORK PERFORMANCE TESTER |  |  | 6200813355 | E TP | MAG.BETE | MAG.BETE (Scaffale,Fila,Mensola) F_1_2
| Traffic Generator/Analyzer | Data Protocol Analyzer | Anritsu | MP1590B | NETWORK PERFORMANCE TESTER | MU150110A, MU150125A-01 |  | 6201131642 |  | MAG.BETE | MAG.BETE (Scaffale,Fila,Mensola) F_1_2
| Traffic Generator/Analyzer | Ethernet traffic Generator | VIAVI | MTS-5800 | 1 Gb/s - 10 Gb/s electric/optic Ethernet traffic Generator | UltraVNC | 1 | WMME0195120011 |  | LAB SW | SW lab; Floor -1 | [7 empty] | Davide Gallo Cassarino | 2023-12-01 | 2024-06-30 |  | Remoteable | HCL
| Traffic Generator/Analyzer | Ethernet traffic Generator | VIAVI | MTS-5800 | 1 Gb/s - 10 Gb/s electric/optic Ethernet traffic Generator | UltraVNC | 1 | WMME0184900020 |  | LAB SW | SW lab; Floor -1 | [7 empty] | Davide Gallo Cassarino | 2023-12-01 | 2024-06-30 |  | Remoteable | HCL
| Traffic Generator/Analyzer | Ethernet traffic Generator | VIAVI | MTS-5800 | 1 Gb/s - 10 Gb/s electric/optic Ethernet traffic Generator | UltraVNC | 1 | WMME0111530022 |  | LAB SW | SW lab; Floor -1 | [7 empty] | Davide Gallo Cassarino | 2023-12-01 | 2024-06-30 |  | Remoteable | HCL
| Traffic Generator/Analyzer | Data Protocol Analyzer | Viavi | MTS5800 E1/DS1 | E1/DS1 TRAFFIC Generator |  |  | WMMP0141680030 | E TP | LAB CLT | CLT (Lorenzo Scenario 8) | [7 empty] | Lorenzo Bottazzi | 2023-12-01 | 2024-06-30
| Traffic Generator/Analyzer | Data Protocol Analyzer | Jdsu | MTS5802P | JDSU Data analyzer E1,D1, PDH/SDH ETH DUAL PORT | DUAL PORT |  | WMDE0114620095 |  | LAB PVV | PVV lab; Floor -1 | 2012-12-17 |  | 10.120.56.73 |  |  |  |  | Pierpaolo Cammelli | 2023-12-01 | 2024-06-30
| Traffic Generator/Analyzer | Data Protocol Analyzer | Jdsu | MTS5802P | JDSU Data analyzer E1,D1, PDH/SDH ETH DUAL PORT (NO BATTERY) | DUAL PORT. NO BATTERY |  | WMDE0114620099 |  | LAB PVV | PVV lab; Floor -1 | 2013-02-25 |  | 10.120.56.80 |  |  |  |  | Pierpaolo Cammelli | 2023-12-01 | 2024-06-30
| Traffic Generator/Analyzer | Ethernet BOARD MODULE MD1230A/MP1590 | Anritsu | MU120131A | Ethernet BOARD MODULE MD1230A/MP1590 ANRITSU | Espansione per MD1230B/MP1590 |  | 6201092919 |  | LAB CLT | CLT (Rack XX,in ANRITSU 1230, Nick) | [7 empty] | Lorenzo Bottazzi | 2023-12-01 | 2024-06-30
| Traffic Generator/Analyzer | Ethernet BOARD MODULE MD1230A/MP1590 | Anritsu | MU120131A | Ethernet BOARD MODULE MD1230A/MP1590 ANRITSU | Espansione per MD1230B/MP1590 |  | 6201198551 |  | LAB CLT | CLT (Scenario 4 in ANRITSU 1230,Lorenzo) | [7 empty] | Lorenzo Bottazzi | 2023-12-01 | 2024-06-30
| Traffic Generator/Analyzer | Ethernet BOARD MODULE MD1230A/MP1590 | Anritsu | MU120131A | Ethernet BOARD MODULE MD1230A/MP1590 ANRITSU | Espansione per MD1230B/MP1590 |  | 6261837711 | E TP | MAG.BETE | MAG.BETE (Scaffale,Fila,Mensola) F_1_2
| Traffic Generator/Analyzer | Ethernet BOARD MODULE MD1230A/MP1590 | Anritsu | MU120131A | Ethernet BOARD MODULE MD1230A/MP1590 ANRITSU | Espansione per MD1230B/MP1590 |  | 6261837710 | E TP | LAB CLT | CLT (Rack XX, In ANRITSU MD1230, Nick) | [7 empty] | Lorenzo Bottazzi | 2023-12-01 | 2024-06-30
| Traffic Generator/Analyzer | Ethernet BOARD MODULE MD1230A/MP1590 | Anritsu | MU120131A | Ethernet BOARD MODULE MD1230A/MP1590 ANRITSU | Espansione per MD1230B/MP1590 |  | 6200818628 |  | LAB CLT | CLT (Rack 129,169) | [7 empty] | Lorenzo Bottazzi | 2023-12-01 | 2024-06-30
| Traffic Generator/Analyzer | Ethernet BOARD MODULE MD1230A/MP1590 | Anritsu | MU120131A | Ethernet BOARD MODULE MD1230A/MP1590 ANRITSU | Espansione per MD1230B/MP1590 |  | 6261837708 | E TP | MAG.BETE | MAG.BETE (Scaffale,Fila,Mensola) F_1_2 (in MP1590 6200813355))
| Traffic Generator/Analyzer | Ethernet BOARD MODULE MD1230A/MP1590 | Anritsu | MU120131A | Ethernet BOARD MODULE MD1230A/MP1590 ANRITSU | Espansione per MD1230B/MP1590 |  | 6201319462 |  | MAG.BETE | MAG.BETE (Scaffale,Fila,Mensola) F_1_2 (in MP1590 6201131642))
| Traffic Generator/Analyzer | Ethernet MODULE FOR MD1232 | Anritsu | MU120138A | ANRITSU 10GB Ethernet MODULE | MU120138A-01 Clock meas. |  | 6201386277 | E TP | LAB CLT | CLT (Rack XX,in ANRITSU 1230, Nick) | [7 empty] | Lorenzo Bottazzi | 2023-12-01 | 2024-06-30
| Traffic Generator/Analyzer | Ethernet MODULE FOR MD1233 | Anritsu | MU120138A | ANRITSU 10GB Ethernet MODULE | MU120138A-01 Clock meas. |  | 6201488502 |  | LAB CLT | CLT (Scenario 4 in ANRITSU 1230,Lorenzo) | [7 empty] | Lorenzo Bottazzi | 2023-12-01 | 2024-06-30
| Traffic Generator/Analyzer | Data Protocol Analyzer | Lightwave | NICPLUS | Data Protocol AnalyzerDIGITAL LIGHTWAVE |  |  | 20409097794 |  | MAG.BETE | MAG.BETE (Scaffale,Fila,Mensola) E_1_4
| Traffic Generator/Analyzer | Data Protocol Analyzer | Lightwave | NICPLUS | Data Protocol AnalyzerDIGITAL LIGHTWAVE | Jitter, Wander, PDH, SDH, ETH |  | 20404148650 | E TP | MAG.BETE | MAG.BETE (Scaffale,Fila,Mensola) E_2_4
| Traffic Generator/Analyzer | Data Protocol Analyzer | Lightwave | NICPLUS | Data Protocol AnalyzerDIGITAL LIGHTWAVE |  |  | 20409097795 |  | MAG.BETE | MAG.BETE (Scaffale,Fila,Mensola) E_2_4
| Traffic Generator/Analyzer | Data Protocol Analyzer | Lightwave | NICPLUS | Data Protocol AnalyzerDIGITAL LIGHTWAVE |  |  | 20409097793 |  | MAG.BETE | MAG.BETE (Scaffale,Fila,Mensola) E_2_4
| Traffic Generator/Analyzer | Data Protocol Analyzer | Lightwave | NICPLUS | Data Protocol AnalyzerDIGITAL LIGHTWAVE | A11, N61, EtMAG.BETE (Scaffale,Fila,Mensola) H_N_1310 |  | 20401097632 |  | MAG.BETE | MAG.BETE (Scaffale,Fila,Mensola) E_2_4
| Traffic Generator/Analyzer | Data Protocol Analyzer | HP | OMNIBER 717 | SDH -PDH TEST SET. HP | Opt 110 A3D UK6 |  | GB00003189 |  | MAG.BETE | MAG.BETE (Scaffale,Fila,Mensola) F_3_1
| Traffic Generator/Analyzer | Protocol Analyzer | Acterna | ONT-50 | OPTICAL NETWORK TESTER ACTERNA | 3070/90.41-3070/90.71 |  | K-0050 |  | MAG.BETE | MAG.BETE (Scaffale,Fila,Mensola) E_4_4
| Traffic Generator/Analyzer | Data Protocol Analyzer | Calnex | PARAGON-X | SYNCH-ETH 1588. TESTER WANDER and TIME MEAS. CALNEX | 110, 120, 201, 202, 203, 204, 223, 217 |  | 12060 |  | MAG.BETE | MAG.BETE (Scaffale,Fila,Mensola) E_3_4
| Traffic Generator/Analyzer | Data Protocol Analyzer | Parascope | PARASCOPE | Data Protocol Analyzer+DUAL T1 MODULE PARASCOPE | - |  | D04070-03734 |  | MAG.BETE | MAG.BETE (Scaffale,Fila,Mensola) E_3_4
| Traffic Generator/Analyzer | Protocol Analyzer | W&G | PFA-30 | DIGITAL COMMUNICATIONS ANALYZER W & G | - |  | CL-0604 |  | MAG.BETE | CASSETTIERA B5
| Traffic Generator/Analyzer | Protocol Analyzer | W&G | PFA-35 | DIGITAL COMMUNICATION ANALYZER WANDEL & GOLTERMANN |  |  | CE-0022 |  | MAG.BETE | CASSETTIERA B5
| Traffic Generator/Analyzer | Generator Data Protocol Analyzer | Spirent | SPT-2000A | TEST CENTER SPT-2000A CTL2002A SPIRENT | CTL-2001A E11110756 - EDM2003B E10511338 |  | E11110756 |  | MAG.BETE | PAVIMENTO MAG.BETE (Scaffale,Fila,Mensola) I_4_2
| Traffic Generator/Analyzer | Generator Data Protocol Analyzer | Spirent | SPT-2000A | TEST CENTER SPT-2000A CTL2002A SPIRENT | CHASSIS E10120439 EDM1003B S/N E10240739 |  | E10120633 |  | MAG.BETE | PAVIMENTO MAG.BETE (Scaffale,Fila,Mensola) I_4_2
| Traffic Generator/Analyzer | Generator Data Protocol Analyzer | Spirent | SPT-2000A | TEST CENTER SPT-2000A CTL2002A SPIRENT | CHASSIS E10120439 EDM1003B S/N E10240739 |  | E11520208 |  | MAG.BETE | PAVIMENTO MAG.BETE (Scaffale,Fila,Mensola) I_4_2
| Traffic Generator/Analyzer | Protocol Analyzer | Spirent | SPT-2000A | TEST CENTER SPT-2000A CTL2002A S/N E10120633 | CHASSIS E10120439 EDM1003B S/N E10240739 |  | E11381175 |  | LAB CLT | CLT (Scenario 7, Sara) | [7 empty] | Lorenzo Bottazzi | 2023-12-01 | 2024-06-30
| Traffic Generator/Analyzer | Protocol Analyzer | Sunrise | SS SDH | SDH ANALYZER SUNRISE TELECOM (use only 2M) | - |  | SSSDH0109000454 |  | MAG.BETE | CASSETTIERA B5
| Traffic Generator/Analyzer | Data Protocol Analyzer | VeEX | VePAL MX120 | Ethernet Generator ANALYZER VeEX |  |  | TM2B00H0810260 |  | MAG.BETE | MAG.BETE (Scaffale,Fila,Mensola) E_3_4
| Traffic Generator/Analyzer | Protocol Analyzer | VeEX | VePAL TX300ME | PORTABLE SDH/Ethernet TEST SET |  |  | TTTA00NO710286 | E TP | LAB CLT | CLT | [7 empty] | Lorenzo Bottazzi | 2023-12-01 | 2024-06-30
| Traffic Generator/Analyzer | Protocol Analyzer | VeEX | VePAL TX300ME | PORTABLE SDH/Ethernet TEST SET |  |  | TTTA00NO710287 | E TP | LAB PVV | PVV lab; Floor -1 |  |  | 10.120.56.82 |  |  |  |  | Pierpaolo Cammelli | 2023-12-01 | 2024-06-30
| Traffic Generator/Analyzer | Protocol Analyzer | VeEX | VePAL TX300ME | PORTABLE SDH/Ethernet TEST SET |  |  | TTTA00NO710288 | E TP | LAB CLT | CLT | [7 empty] | Lorenzo Bottazzi | 2023-12-01 | 2024-06-30
| Traffic Generator/Analyzer | Protocol Analyzer | VeEX | VePAL TX300ME | PORTABLE SDH/Ethernet TEST SET |  |  | TTTA00NO710289 | E TP | LAB CLT | CLT | [7 empty] | Lorenzo Bottazzi | 2023-12-01 | 2024-06-30
| Traffic Generator/Analyzer | Protocol Analyzer | Trend Communications | VICTORIA SDH/ATM/IP | MULTI-LAYER TESTER TREND COMMUNICATIONS |  |  | 01BA/00181 |  | MAG.BETE | MAG.BETE (Scaffale,Fila,Mensola) E_3_4
| Traffic Generator/Analyzer | Data Protocol Analyzer | Tektronix | WCA380 | WIRELESS COMMUNICATION ANALYZER for mobile GSM, IS-136, PDC, IS-95 | - |  | J300112 |  | MAG.BETE | MAG.BETE (Scaffale,Mensola) M_1
| Multimeter / Calibration | Calibrator | Weller | WCB 2 | Weller Programmer for Solder Temperature |  |  | 53118099 |  | MAG.BETE | CASSETTIERA B5